## Series 0200 Site Clearance
Greenways Schedule of Rates
Series 200 Site Clearance
Proposed Rates
Ref | Series | Sub-series | Item Description | Unit | Lower Range | Upper Range
200.1 | Site Clearance | Site Clearance | General Site Clearance | Ha | 779.3554 | 4339.5602
200.2 | Site Clearance | Take up or down and tip off site | Existing blockwall | m3 | 14.6299 | 81.2514
200.3 | Site Clearance | Take up or down and remove to tip off site | Bituminous cycle track/footpath; 85mm thick | m2 | 7.8212 | 12.9033
200.4 | Site Clearance | Take up or down and remove to tip off site | Concrete cycle track/footpath; 100mm thick | m2 | 11.5106 | 15.4678
200.5 | Site Clearance | Take up or down and remove to tip off site | Existing tactile paving | m2 | 5.2997 | 7.0905
200.6 | Site Clearance | Take up or down and remove to tip off site | Existing concrete kerbs | m | 4.0488 | 20.2389
200.7 | Site Clearance | Take up or down and remove to tip off site | Existing palisade fence | nr | 21.2952 | 36.0915
200.8 | Site Clearance | Take up or down and remove to tip off site | Existing road lighting column | nr | 106.4758 | 203.1286
200.9 | Site Clearance | Take up or down and remove to tip off site | Existing bollards and foundations | nr | 21.2952 | 67.7095
200.1 | Site Clearance | Take up or down and remove to tip off site | Existing road Sign | nr | 26.619 | 196.3576
200.11 | Site Clearance | Take up or down and remove to tip off site | Existing chamber cover and frame | nr | 24.6209 | 159.1174
200.12 | Site Clearance | Take up or down and remove to tip off site | Existing gully chamber cover and frame | nr | 21.8852 | 83.7839
200.13 | Site Clearance | Take up or down and remove to tip off site | Traffic signal controller | nr | 58.3607 | 73.9666
200.14 | Site Clearance | Take up or down and set aside for reuse | Existing Gate | nr | 60.1079 | 158.53
200.15 | Site Clearance | Take up or down and set aside for reuse | Existing Railing | m | 10.5203 | 36.361
200.16 | Site Clearance | Take up or down and set aside for reuse | Existing ESB mini pillars and micro pillars | nr | 53.2379 | 210.3026

## Series 0300 Fencing
Greenways Schedule of Rates
Series 300 - Fencing and Envronmental Barriers
0
[5 empty] | Price increase due to Material Inflation |  |  |  | Proposed Rates
Ref | Series | Sub-series | Item Description | Unit | Material Type | % Amendment | Lower Range | Upper Range | Lower Range | Upper Range
300.1 | Fencing | Permanent Fencing | Timber Post and Rail, Fencing in accordance with CC-SCD-00301, 1300mm high | m | Site Clearance | -10% | 32.7999 | 56.0911 | 37.0249 | 62.8917
300.2 | Fencing | Gates | Gates, steel single field gate; 1.35m high | nr | Site Clearance | -10% | 765.9595 | 1390.0435 | 860.8984 | 983.1785
300.3 | Fencing | Gates | Timber Single Field Gate in accordance with CCSCD-00311, 1250mm H x 3600mm W | nr | Timber | 15% | 1766.4811 | 2012.9889 | 1553.8167 | 1766.1035
300.4 | Fencing | Gates | Timber Wicket Gate in accordance with CC-SCD00312, 1270mm H x 1200mm W | nr | Timber | 15% | 948.0756 | 1420.9333 | 831.931 | 1246.6613
300.5 | Fencing | Permanent Fencing | Timber post and Tension Mesh | m | Timber | 15% | 46.8167 | 51.3878 | 41.2051 | 45.0925
300.6 | Fencing | Permanent Fencing | Close boarded timber fencing; 1800mm high | m | Timber | 15% | 120.4289 | 242.6815 | 62.8108 | 105.9939
[5 empty] | Steel | 20% | 0 | 0
[5 empty] | Steel | 20% | 0 | 0
[5 empty] | Steel | 20% | 0 | 0
[5 empty] | Steel | 20% | 0 | 0
[5 empty] | No Amendment | 0% | 0 | 0
[5 empty] | No Amendment | 0% | 0 | 0
[5 empty] | No Amendment | 0% | 0 | 0
[5 empty] | No Amendment | 0% | 0 | 0
[5 empty] | No Amendment | 0% | 0 | 0
[5 empty] | No Amendment | 0% | 0 | 0
[5 empty] | No Amendment | 0% | 0 | 0
[5 empty] | No Amendment | 0% | 0 | 0
[5 empty] | No Amendment | 0% | 0 | 0
[5 empty] | No Amendment | 0% | 0 | 0
[5 empty] | No Amendment | 0% | 0 | 0
[5 empty] | No Amendment | 0% | 0 | 0
[5 empty] | No Amendment | 0% | 0 | 0
[5 empty] | No Amendment | 0% | 0 | 0
[5 empty] | No Amendment | 0% | 0 | 0
[5 empty] | No Amendment | 0% | 0 | 0
[5 empty] | No Amendment | 0% | 0 | 0
[5 empty] | No Amendment | 0% | 0 | 0
[5 empty] | No Amendment | 0% | 0 | 0
[5 empty] | No Amendment | 0% | 0 | 0
[5 empty] | No Amendment | 0% | 0 | 0
[5 empty] | No Amendment | 0% | 0 | 0
[5 empty] | No Amendment | 0% | 0 | 0
[5 empty] | No Amendment | 0% | 0 | 0
[5 empty] | No Amendment | 0% | 0 | 0
[5 empty] | No Amendment | 0% | 0 | 0
[5 empty] | No Amendment | 0% | 0 | 0
[5 empty] | No Amendment | 0% | 0 | 0
[5 empty] | No Amendment | 0% | 0 | 0
[5 empty] | No Amendment | 0% | 0 | 0
[5 empty] | No Amendment | 0% | 0 | 0
[5 empty] | No Amendment | 0% | 0 | 0
[5 empty] | No Amendment | 0% | 0 | 0
[5 empty] | No Amendment | 0% | 0 | 0
[5 empty] | No Amendment | 0% | 0 | 0
[5 empty] | No Amendment | 0% | 0 | 0
[5 empty] | No Amendment | 0% | 0 | 0
[5 empty] | No Amendment | 0% | 0 | 0
[5 empty] | No Amendment | 0% | 0 | 0
[5 empty] | No Amendment | 0% | 0 | 0
[5 empty] | No Amendment | 0% | 0 | 0
[5 empty] | No Amendment | 0% | 0 | 0
[5 empty] | No Amendment | 0% | 0 | 0
[5 empty] | No Amendment | 0% | 0 | 0
[5 empty] | No Amendment | 0% | 0 | 0
[5 empty] | No Amendment | 0% | 0 | 0
[5 empty] | No Amendment | 0% | 0 | 0
[5 empty] | No Amendment | 0% | 0 | 0
[5 empty] | No Amendment | 0% | 0 | 0
[5 empty] | No Amendment | 0% | 0 | 0
[5 empty] | No Amendment | 0% | 0 | 0
[5 empty] | No Amendment | 0% | 0 | 0
[5 empty] | No Amendment | 0% | 0 | 0
[5 empty] | No Amendment | 0% | 0 | 0
[5 empty] | No Amendment | 0% | 0 | 0
[5 empty] | No Amendment | 0% | 0 | 0
[5 empty] | No Amendment | 0% | 0 | 0
[5 empty] | No Amendment | 0% | 0 | 0
[5 empty] | No Amendment | 0% | 0 | 0
[5 empty] | No Amendment | 0% | 0 | 0
[5 empty] | No Amendment | 0% | 0 | 0
[5 empty] | No Amendment | 0% | 0 | 0
[5 empty] | No Amendment | 0% | 0 | 0
[5 empty] | No Amendment | 0% | 0 | 0
[5 empty] | No Amendment | 0% | 0 | 0
[5 empty] | No Amendment | 0% | 0 | 0
[5 empty] | No Amendment | 0% | 0 | 0
[5 empty] | No Amendment | 0% | 0 | 0
[5 empty] | No Amendment | 0% | 0 | 0
[5 empty] | No Amendment | 0% | 0 | 0
[5 empty] | No Amendment | 0% | 0 | 0
[5 empty] | No Amendment | 0% | 0 | 0
[5 empty] | No Amendment | 0% | 0 | 0
[5 empty] | No Amendment | 0% | 0 | 0
[5 empty] | No Amendment | 0% | 0 | 0
[5 empty] | No Amendment | 0% | 0 | 0
[5 empty] | No Amendment | 0% | 0 | 0
[5 empty] | No Amendment | 0% | 0 | 0
[5 empty] | No Amendment | 0% | 0 | 0
[5 empty] | No Amendment | 0% | 0 | 0
[5 empty] | No Amendment | 0% | 0 | 0
[5 empty] | No Amendment | 0% | 0 | 0
[5 empty] | No Amendment | 0% | 0 | 0
[5 empty] | No Amendment | 0% | 0 | 0
[5 empty] | No Amendment | 0% | 0 | 0
[5 empty] | No Amendment | 0% | 0 | 0
[5 empty] | No Amendment | 0% | 0 | 0
[5 empty] | No Amendment | 0% | 0 | 0
[5 empty] | No Amendment | 0% | 0 | 0
[5 empty] | No Amendment | 0% | 0 | 0
[5 empty] | No Amendment | 0% | 0 | 0
[5 empty] | No Amendment | 0% | 0 | 0
[5 empty] | No Amendment | 0% | 0 | 0
[5 empty] | No Amendment | 0% | 0 | 0
[5 empty] | No Amendment | 0% | 0 | 0
[5 empty] | No Amendment | 0% | 0 | 0
[5 empty] | No Amendment | 0% | 0 | 0
[5 empty] | No Amendment | 0% | 0 | 0
[5 empty] | No Amendment | 0% | 0 | 0
[5 empty] | No Amendment | 0% | 0 | 0
[5 empty] | No Amendment | 0% | 0 | 0
[5 empty] | No Amendment | 0% | 0 | 0
[5 empty] | No Amendment | 0% | 0 | 0
[5 empty] | No Amendment | 0% | 0 | 0
[5 empty] | No Amendment | 0% | 0 | 0
[5 empty] | No Amendment | 0% | 0 | 0
[5 empty] | No Amendment | 0% | 0 | 0
[5 empty] | No Amendment | 0% | 0 | 0
[5 empty] | No Amendment | 0% | 0 | 0
[5 empty] | No Amendment | 0% | 0 | 0
[5 empty] | No Amendment | 0% | 0 | 0
[5 empty] | No Amendment | 0% | 0 | 0
[5 empty] | No Amendment | 0% | 0 | 0
[5 empty] | No Amendment | 0% | 0 | 0
[5 empty] | No Amendment | 0% | 0 | 0
[5 empty] | No Amendment | 0% | 0 | 0
[5 empty] | No Amendment | 0% | 0 | 0
[5 empty] | No Amendment | 0% | 0 | 0
[5 empty] | No Amendment | 0% | 0 | 0
[5 empty] | No Amendment | 0% | 0 | 0
[5 empty] | No Amendment | 0% | 0 | 0
[5 empty] | No Amendment | 0% | 0 | 0
[5 empty] | No Amendment | 0% | 0 | 0
[5 empty] | No Amendment | 0% | 0 | 0
[5 empty] | No Amendment | 0% | 0 | 0
[5 empty] | No Amendment | 0% | 0 | 0
[5 empty] | No Amendment | 0% | 0 | 0
[5 empty] | No Amendment | 0% | 0 | 0
[5 empty] | No Amendment | 0% | 0 | 0
[5 empty] | No Amendment | 0% | 0 | 0
[5 empty] | No Amendment | 0% | 0 | 0
[5 empty] | No Amendment | 0% | 0 | 0
[5 empty] | No Amendment | 0% | 0 | 0
[5 empty] | No Amendment | 0% | 0 | 0
[5 empty] | No Amendment | 0% | 0 | 0
[5 empty] | No Amendment | 0% | 0 | 0
[5 empty] | Earthworks | -10% | 0 | 0
[5 empty] | Earthworks | -10% | 0 | 0
[5 empty] | Earthworks | -10% | 0 | 0
[5 empty] | Earthworks | -10% | 0 | 0
[5 empty] | Earthworks | -10% | 0 | 0
[5 empty] | No Amendment | 0% | 0 | 0
[5 empty] | Earthworks | -10% | 0 | 0
[5 empty] | Earthworks | -10% | 0 | 0
[5 empty] | Earthworks | -10% | 0 | 0
[5 empty] | Earthworks | -10% | 0 | 0
[5 empty] | Earthworks | -10% | 0 | 0
[5 empty] | Earthworks | -10% | 0 | 0
[5 empty] | Earthworks | -10% | 0 | 0
[5 empty] | Earthworks | -10% | 0 | 0
[5 empty] | Earthworks | -10% | 0 | 0
[5 empty] | Earthworks | -10% | 0 | 0
[5 empty] | Earthworks | -10% | 0 | 0
[5 empty] | Earthworks | -10% | 0 | 0
[5 empty] | Earthworks | -10% | 0 | 0
[5 empty] | Earthworks | -10% | 0 | 0
[5 empty] | Earthworks | -10% | 0 | 0
[5 empty] | Earthworks | -10% | 0 | 0
[5 empty] | Earthworks | -10% | 0 | 0
[5 empty] | No Amendment | 0% | 0 | 0
[5 empty] | No Amendment | 0% | 0 | 0
[5 empty] | No Amendment | 0% | 0 | 0
[5 empty] | No Amendment | 0% | 0 | 0
[5 empty] | Earthworks | -10% | 0 | 0
[5 empty] | Earthworks | -10% | 0 | 0
[5 empty] | Earthworks | -10% | 0 | 0
[5 empty] | Earthworks | -10% | 0 | 0
[5 empty] | Earthworks | -10% | 0 | 0
[5 empty] | Earthworks | -10% | 0 | 0
[5 empty] | Earthworks | -10% | 0 | 0
[5 empty] | Earthworks | -10% | 0 | 0
[5 empty] | Earthworks | -10% | 0 | 0
[5 empty] | Earthworks | -10% | 0 | 0
[5 empty] | Earthworks | -10% | 0 | 0
[5 empty] | Earthworks | -10% | 0 | 0
[5 empty] | Earthworks | -10% | 0 | 0
[5 empty] | Site Clearance | -10% | 0 | 0
[5 empty] | Site Clearance | -10% | 0 | 0
[5 empty] | No Amendment | 0% | 0 | 0
[5 empty] | No Amendment | 0% | 0 | 0
[5 empty] | Earthworks | -10% | 0 | 0
[5 empty] | Earthworks | -10% | 0 | 0
[5 empty] | Earthworks | -10% | 0 | 0
[5 empty] | Earthworks | -10% | 0 | 0
[5 empty] | Earthworks | -10% | 0 | 0
[5 empty] | Earthworks | -10% | 0 | 0
[5 empty] | Earthworks | -10% | 0 | 0
[5 empty] | Earthworks | -10% | 0 | 0
[5 empty] | Earthworks | -10% | 0 | 0
[5 empty] | Earthworks | -10% | 0 | 0
[5 empty] | Earthworks | -10% | 0 | 0
[5 empty] | Earthworks | -10% | 0 | 0
[5 empty] | Earthworks | -10% | 0 | 0
[5 empty] | Earthworks | -10% | 0 | 0
[5 empty] | Earthworks | -10% | 0 | 0
[5 empty] | Earthworks | -10% | 0 | 0
[5 empty] | Earthworks | -10% | 0 | 0
[5 empty] | Earthworks | -10% | 0 | 0
[5 empty] | Earthworks | -10% | 0 | 0
[5 empty] | Earthworks | -10% | 0 | 0
[5 empty] | Earthworks | -10% | 0 | 0
[5 empty] | Earthworks | -10% | 0 | 0
[5 empty] | Earthworks | -10% | 0 | 0
[5 empty] | Earthworks | -10% | 0 | 0
[5 empty] | Earthworks | -10% | 0 | 0
[5 empty] | Earthworks | -10% | 0 | 0
[5 empty] | Earthworks | -10% | 0 | 0
[5 empty] | No Amendment | 0% | 0 | 0
[5 empty] | No Amendment | 0% | 0 | 0
[5 empty] | No Amendment | 0% | 0 | 0
[5 empty] | Earthworks | -10% | 0 | 0
[5 empty] | Earthworks | -10% | 0 | 0
[5 empty] | Earthworks | -10% | 0 | 0
[5 empty] | Earthworks | -10% | 0 | 0
[5 empty] | Earthworks | -10% | 0 | 0
[5 empty] | Earthworks | -10% | 0 | 0
[5 empty] | Earthworks | -10% | 0 | 0
[5 empty] | Earthworks | -10% | 0 | 0
[5 empty] | Earthworks | -10% | 0 | 0
[5 empty] | Earthworks | -10% | 0 | 0
[5 empty] | Site Clearance | -10% | 0 | 0
[5 empty] | No Amendment | 0% | 0 | 0
[5 empty] | No Amendment | 0% | 0 | 0
[5 empty] | Pavements | 10% | 0 | 0
[5 empty] | Pavements | 10% | 0 | 0
[5 empty] | Pavements | 10% | 0 | 0
[5 empty] | Pavements | 10% | 0 | 0
[5 empty] | Pavements | 10% | 0 | 0
[5 empty] | Pavements | 10% | 0 | 0
[5 empty] | Pavements | 10% | 0 | 0
[5 empty] | Pavements | 10% | 0 | 0
[5 empty] | Pavements | 10% | 0 | 0
[5 empty] | Pavements | 10% | 0 | 0
[5 empty] | Pavements | 10% | 0 | 0
[5 empty] | Pavements | 10% | 0 | 0
[5 empty] | Pavements | 10% | 0 | 0
[5 empty] | Pavements | 10% | 0 | 0
[5 empty] | Pavements | 10% | 0 | 0
[5 empty] | Pavements | 10% | 0 | 0
[5 empty] | Pavements | 10% | 0 | 0
[5 empty] | Pavements | 10% | 0 | 0
[5 empty] | Bitumen | 10% | 0 | 0
[5 empty] | Bitumen | 10% | 0 | 0
[5 empty] | Bitumen | 10% | 0 | 0
[5 empty] | Pavements | 10% | 0 | 0
[5 empty] | Pavements | 10% | 0 | 0
[5 empty] | Pavements | 10% | 0 | 0
[5 empty] | No Amendment | 0% | 0 | 0
[5 empty] | No Amendment | 0% | 0 | 0
[5 empty] | No Amendment | 0% | 0 | 0
[5 empty] | No Amendment | 0% | 0 | 0
[5 empty] | No Amendment | 0% | 0 | 0
[5 empty] | No Amendment | 0% | 0 | 0
[5 empty] | No Amendment | 0% | 0 | 0
[5 empty] | No Amendment | 0% | 0 | 0
[5 empty] | No Amendment | 0% | 0 | 0
[5 empty] | No Amendment | 0% | 0 | 0
[5 empty] | No Amendment | 0% | 0 | 0
[5 empty] | Pavements | 10% | 0 | 0
[5 empty] | Pavements | 10% | 0 | 0
[5 empty] | Pavements | 10% | 0 | 0
[5 empty] | Pavements | 10% | 0 | 0
[5 empty] | Pavements | 10% | 0 | 0
[5 empty] | Pavements | 10% | 0 | 0
[5 empty] | No Amendment | 0% | 0 | 0
[5 empty] | Timber | 15% | 0 | 0
[5 empty] | Pavements | 10% | 0 | 0
[5 empty] | Pavements | 10% | 0 | 0
[5 empty] | Pavements | 10% | 0 | 0
[5 empty] | Pavements | 10% | 0 | 0
[5 empty] | No Amendment | 0% | 0 | 0
[5 empty] | Pavements | 10% | 0 | 0
[5 empty] | Pavements | 10% | 0 | 0
[5 empty] | Pavements | 10% | 0 | 0
[5 empty] | Pavements | 10% | 0 | 0
[5 empty] | No Amendment | 0% | 0 | 0
[5 empty] | No Amendment | 0% | 0 | 0
[5 empty] | Signs | 10% | 0 | 0
[5 empty] | Signs | 10% | 0 | 0
[5 empty] | Signs | 10% | 0 | 0
[5 empty] | Signs | 10% | 0 | 0
[5 empty] | Signs | 10% | 0 | 0
[5 empty] | Signs | 10% | 0 | 0
[5 empty] | Signs | 10% | 0 | 0
[5 empty] | Signs | 10% | 0 | 0
[5 empty] | Signs | 10% | 0 | 0
[5 empty] | Signs | 10% | 0 | 0
[5 empty] | Signs | 10% | 0 | 0
[5 empty] | Signs | 10% | 0 | 0
[5 empty] | Signs | 10% | 0 | 0
[5 empty] | Signs | 10% | 0 | 0
[5 empty] | Signs | 10% | 0 | 0
[5 empty] | Signs | 10% | 0 | 0
[5 empty] | Signs | 10% | 0 | 0
[5 empty] | Signs | 10% | 0 | 0
[5 empty] | Signs | 10% | 0 | 0
[5 empty] | Signs | 10% | 0 | 0
[5 empty] | Signs | 10% | 0 | 0
[5 empty] | Signs | 10% | 0 | 0
[5 empty] | Signs | 10% | 0 | 0
[5 empty] | Signs | 10% | 0 | 0
[5 empty] | Signs | 10% | 0 | 0
[5 empty] | Signs | 10% | 0 | 0
[5 empty] | Signs | 10% | 0 | 0
[5 empty] | Signs | 10% | 0 | 0
[5 empty] | Signs | 10% | 0 | 0
[5 empty] | Signs | 10% | 0 | 0
[5 empty] | Signs | 10% | 0 | 0
[5 empty] | Signs | 10% | 0 | 0
[5 empty] | Signs | 10% | 0 | 0
[5 empty] | Signs | 10% | 0 | 0
[5 empty] | Signs | 10% | 0 | 0
[5 empty] | Signs | 10% | 0 | 0
[5 empty] | Signs | 10% | 0 | 0
[5 empty] | Signs | 10% | 0 | 0
[5 empty] | Signs | 10% | 0 | 0
[5 empty] | Signs | 10% | 0 | 0
[5 empty] | Signs | 10% | 0 | 0
[5 empty] | Signs | 10% | 0 | 0
[5 empty] | Signs | 10% | 0 | 0
[5 empty] | Signs | 10% | 0 | 0
[5 empty] | Signs | 10% | 0 | 0
[5 empty] | No Amendment | 0% | 0 | 0
[5 empty] | No Amendment | 0% | 0 | 0
[5 empty] | No Amendment | 0% | 0 | 0
[5 empty] | No Amendment | 0% | 0 | 0
[5 empty] | No Amendment | 0% | 0 | 0
[5 empty] | No Amendment | 0% | 0 | 0
[5 empty] | No Amendment | 0% | 0 | 0
[5 empty] | No Amendment | 0% | 0 | 0
[5 empty] | No Amendment | 0% | 0 | 0
[5 empty] | No Amendment | 0% | 0 | 0
[5 empty] | No Amendment | 0% | 0 | 0
[5 empty] | No Amendment | 0% | 0 | 0
[5 empty] | No Amendment | 0% | 0 | 0
[5 empty] | No Amendment | 0% | 0 | 0
[5 empty] | No Amendment | 0% | 0 | 0
[5 empty] | No Amendment | 0% | 0 | 0
[5 empty] | No Amendment | 0% | 0 | 0
[5 empty] | No Amendment | 0% | 0 | 0
[5 empty] | No Amendment | 0% | 0 | 0
[5 empty] | No Amendment | 0% | 0 | 0
[5 empty] | No Amendment | 0% | 0 | 0
[5 empty] | No Amendment | 0% | 0 | 0
[5 empty] | No Amendment | 0% | 0 | 0
[5 empty] | No Amendment | 0% | 0 | 0
[5 empty] | No Amendment | 0% | 0 | 0
[5 empty] | No Amendment | 0% | 0 | 0
[5 empty] | No Amendment | 0% | 0 | 0
[5 empty] | No Amendment | 0% | 0 | 0
[5 empty] | No Amendment | 0% | 0 | 0
[5 empty] | No Amendment | 0% | 0 | 0
[5 empty] | No Amendment | 0% | 0 | 0
[5 empty] | No Amendment | 0% | 0 | 0
[5 empty] | No Amendment | 0% | 0 | 0
[5 empty] | No Amendment | 0% | 0 | 0
[5 empty] | No Amendment | 0% | 0 | 0
[5 empty] | No Amendment | 0% | 0 | 0
[5 empty] | No Amendment | 0% | 0 | 0
[5 empty] | No Amendment | 0% | 0 | 0
[5 empty] | No Amendment | 0% | 0 | 0
[5 empty] | No Amendment | 0% | 0 | 0
[5 empty] | No Amendment | 0% | 0 | 0
[5 empty] | No Amendment | 0% | 0 | 0
[5 empty] | No Amendment | 0% | 0 | 0
[5 empty] | No Amendment | 0% | 0 | 0
[5 empty] | No Amendment | 0% | 0 | 0
[5 empty] | No Amendment | 0% | 0 | 0
[5 empty] | No Amendment | 0% | 0 | 0
[5 empty] | No Amendment | 0% | 0 | 0
[5 empty] | No Amendment | 0% | 0 | 0
[5 empty] | No Amendment | 0% | 0 | 0
[5 empty] | No Amendment | 0% | 0 | 0
[5 empty] | No Amendment | 0% | 0 | 0
[5 empty] | No Amendment | 0% | 0 | 0
[5 empty] | No Amendment | 0% | 0 | 0
[5 empty] | No Amendment | 0% | 0 | 0
[5 empty] | No Amendment | 0% | 0 | 0
[5 empty] | SL Columns | 20% | 0 | 0
[5 empty] | SL Columns | 20% | 0 | 0
[5 empty] | SL Columns | 20% | 0 | 0
[5 empty] | SL Columns | 20% | 0 | 0
[5 empty] | SL Columns | 20% | 0 | 0
[5 empty] | SL Columns | 20% | 0 | 0
[5 empty] | SL Columns | 20% | 0 | 0
[5 empty] | SL Columns | 20% | 0 | 0
[5 empty] | SL Columns | 20% | 0 | 0
[5 empty] | SL Columns | 20% | 0 | 0
[5 empty] | SL Columns | 20% | 0 | 0
[5 empty] | SL Columns | 20% | 0 | 0
[5 empty] | SL Columns | 20% | 0 | 0
[5 empty] | SL Columns | 20% | 0 | 0
[5 empty] | SL Columns | 20% | 0 | 0
[5 empty] | SL Columns | 20% | 0 | 0
[5 empty] | SL Columns | 20% | 0 | 0
[5 empty] | No Amendment | 0% | 0 | 0
[5 empty] | No Amendment | 0% | 0 | 0
[5 empty] | No Amendment | 0% | 0 | 0
[5 empty] | No Amendment | 0% | 0 | 0
[5 empty] | No Amendment | 0% | 0 | 0
[5 empty] | No Amendment | 0% | 0 | 0
[5 empty] | No Amendment | 0% | 0 | 0
[5 empty] | No Amendment | 0% | 0 | 0
[5 empty] | No Amendment | 0% | 0 | 0
[5 empty] | No Amendment | 0% | 0 | 0
[5 empty] | No Amendment | 0% | 0 | 0
[5 empty] | No Amendment | 0% | 0 | 0
[5 empty] | No Amendment | 0% | 0 | 0
[5 empty] | No Amendment | 0% | 0 | 0
[5 empty] | No Amendment | 0% | 0 | 0
[5 empty] | No Amendment | 0% | 0 | 0
[5 empty] | No Amendment | 0% | 0 | 0
[5 empty] | No Amendment | 0% | 0 | 0
[5 empty] | No Amendment | 0% | 0 | 0
[5 empty] | No Amendment | 0% | 0 | 0
[5 empty] | No Amendment | 0% | 0 | 0
[5 empty] | No Amendment | 0% | 0 | 0
[5 empty] | No Amendment | 0% | 0 | 0
[5 empty] | No Amendment | 0% | 0 | 0
[5 empty] | No Amendment | 0% | 0 | 0
[5 empty] | No Amendment | 0% | 0 | 0
[5 empty] | No Amendment | 0% | 0 | 0
[5 empty] | No Amendment | 0% | 0 | 0
[5 empty] | No Amendment | 0% | 0 | 0
[5 empty] | Formwork | 15% | 0 | 0
[5 empty] | Formwork | 15% | 0 | 0
[5 empty] | Formwork | 15% | 0 | 0
[5 empty] | Formwork | 15% | 0 | 0
[5 empty] | Formwork | 15% | 0 | 0
[5 empty] | Formwork | 15% | 0 | 0
[5 empty] | Formwork | 15% | 0 | 0
[5 empty] | Formwork | 15% | 0 | 0
[5 empty] | Formwork | 15% | 0 | 0
[5 empty] | Formwork | 15% | 0 | 0
[5 empty] | Formwork | 15% | 0 | 0
[5 empty] | Formwork | 15% | 0 | 0
[5 empty] | Formwork | 15% | 0 | 0
[5 empty] | Formwork | 15% | 0 | 0
[5 empty] | Formwork | 15% | 0 | 0
[5 empty] | Formwork | 15% | 0 | 0
[5 empty] | Formwork | 15% | 0 | 0
[5 empty] | Formwork | 15% | 0 | 0
[5 empty] | Formwork | 15% | 0 | 0
[5 empty] | Rebar | 20% | 0 | 0
[5 empty] | Rebar | 20% | 0 | 0
[5 empty] | Rebar | 20% | 0 | 0
[5 empty] | Rebar | 20% | 0 | 0
[5 empty] | Rebar | 20% | 0 | 0
[5 empty] | Rebar | 20% | 0 | 0
[5 empty] | Rebar | 20% | 0 | 0
[5 empty] | Rebar | 20% | 0 | 0
[5 empty] | Rebar | 20% | 0 | 0
[5 empty] | Rebar | 20% | 0 | 0
[5 empty] | No Amendment | 0% | 0 | 0
[5 empty] | No Amendment | 0% | 0 | 0
[5 empty] | No Amendment | 0% | 0 | 0
[5 empty] | No Amendment | 0% | 0 | 0
[5 empty] | No Amendment | 0% | 0 | 0
[5 empty] | No Amendment | 0% | 0 | 0
[5 empty] | No Amendment | 0% | 0 | 0
[5 empty] | No Amendment | 0% | 0 | 0
[5 empty] | No Amendment | 0% | 0 | 0
[5 empty] | No Amendment | 0% | 0 | 0
[5 empty] | No Amendment | 0% | 0 | 0
[5 empty] | No Amendment | 0% | 0 | 0
[5 empty] | No Amendment | 0% | 0 | 0
[5 empty] | No Amendment | 0% | 0 | 0
[5 empty] | No Amendment | 0% | 0 | 0
[5 empty] | No Amendment | 0% | 0 | 0
[5 empty] | No Amendment | 0% | 0 | 0
[5 empty] | No Amendment | 0% | 0 | 0
[5 empty] | No Amendment | 0% | 0 | 0
[5 empty] | No Amendment | 0% | 0 | 0
[5 empty] | No Amendment | 0% | 0 | 0
[5 empty] | No Amendment | 0% | 0 | 0
[5 empty] | No Amendment | 0% | 0 | 0
[5 empty] | No Amendment | 0% | 0 | 0
[5 empty] | No Amendment | 0% | 0 | 0
[5 empty] | No Amendment | 0% | 0 | 0
[5 empty] | No Amendment | 0% | 0 | 0
[5 empty] | No Amendment | 0% | 0 | 0
[5 empty] | No Amendment | 0% | 0 | 0
[5 empty] | No Amendment | 0% | 0 | 0
[5 empty] | No Amendment | 0% | 0 | 0
[5 empty] | Rebar | 20% | 0 | 0
[5 empty] | Rebar | 20% | 0 | 0
[5 empty] | Formwork | 15% | 0 | 0
[5 empty] | Formwork | 15% | 0 | 0
[5 empty] | Formwork | 15% | 0 | 0
[5 empty] | Formwork | 15% | 0 | 0
[5 empty] | Formwork | 15% | 0 | 0
[5 empty] | Formwork | 15% | 0 | 0
[5 empty] | Formwork | 15% | 0 | 0
[5 empty] | Formwork | 15% | 0 | 0
[5 empty] | Formwork | 15% | 0 | 0
[5 empty] | Formwork | 15% | 0 | 0
[5 empty] | Formwork | 15% | 0 | 0
[5 empty] | Formwork | 15% | 0 | 0
[5 empty] | Formwork | 15% | 0 | 0
[5 empty] | Formwork | 15% | 0 | 0
[5 empty] | Formwork | 15% | 0 | 0
[5 empty] | Formwork | 15% | 0 | 0
[5 empty] | No Amendment | 0% | 0 | 0
[5 empty] | No Amendment | 0% | 0 | 0
[5 empty] | Rebar | 20% | 0 | 0
[5 empty] | Rebar | 20% | 0 | 0
[5 empty] | Rebar | 20% | 0 | 0
[5 empty] | Rebar | 20% | 0 | 0
[5 empty] | Rebar | 20% | 0 | 0
[5 empty] | Rebar | 20% | 0 | 0
[5 empty] | Rebar | 20% | 0 | 0
[5 empty] | Rebar | 20% | 0 | 0
[5 empty] | Rebar | 20% | 0 | 0
[5 empty] | Rebar | 20% | 0 | 0
[5 empty] | Rebar | 20% | 0 | 0
[5 empty] | Rebar | 20% | 0 | 0
[5 empty] | Rebar | 20% | 0 | 0
[5 empty] | Site Clearance | -10% | 0 | 0
[5 empty] | No Amendment | 0% | 0 | 0
[5 empty] | No Amendment | 0% | 0 | 0
[5 empty] | No Amendment | 0% | 0 | 0
[5 empty] | No Amendment | 0% | 0 | 0
[5 empty] | No Amendment | 0% | 0 | 0
[5 empty] | No Amendment | 0% | 0 | 0
[5 empty] | No Amendment | 0% | 0 | 0
[5 empty] | No Amendment | 0% | 0 | 0
[5 empty] | No Amendment | 0% | 0 | 0
[5 empty] | No Amendment | 0% | 0 | 0
[5 empty] | No Amendment | 0% | 0 | 0
[5 empty] | No Amendment | 0% | 0 | 0
[5 empty] | No Amendment | 0% | 0 | 0
[5 empty] | No Amendment | 0% | 0 | 0
[5 empty] | No Amendment | 0% | 0 | 0
[5 empty] | No Amendment | 0% | 0 | 0
[5 empty] | No Amendment | 0% | 0 | 0
[5 empty] | No Amendment | 0% | 0 | 0
[5 empty] | No Amendment | 0% | 0 | 0
[5 empty] | No Amendment | 0% | 0 | 0
[5 empty] | No Amendment | 0% | 0 | 0
[5 empty] | No Amendment | 0% | 0 | 0
[5 empty] | No Amendment | 0% | 0 | 0
[5 empty] | No Amendment | 0% | 0 | 0
[5 empty] | No Amendment | 0% | 0 | 0
[5 empty] | No Amendment | 0% | 0 | 0
[5 empty] | No Amendment | 0% | 0 | 0
[5 empty] | No Amendment | 0% | 0 | 0
[5 empty] | No Amendment | 0% | 0 | 0
[5 empty] | No Amendment | 0% | 0 | 0
[5 empty] | No Amendment | 0% | 0 | 0
[5 empty] | No Amendment | 0% | 0 | 0
[5 empty] | No Amendment | 0% | 0 | 0
[5 empty] | No Amendment | 0% | 0 | 0
[5 empty] | No Amendment | 0% | 0 | 0
[5 empty] | No Amendment | 0% | 0 | 0
[5 empty] | No Amendment | 0% | 0 | 0
[5 empty] | No Amendment | 0% | 0 | 0
[5 empty] | No Amendment | 0% | 0 | 0
[5 empty] | No Amendment | 0% | 0 | 0
[5 empty] | No Amendment | 0% | 0 | 0
[5 empty] | No Amendment | 0% | 0 | 0
[5 empty] | No Amendment | 0% | 0 | 0
[5 empty] | No Amendment | 0% | 0 | 0
[5 empty] | No Amendment | 0% | 0 | 0
[5 empty] | No Amendment | 0% | 0 | 0
[5 empty] | No Amendment | 0% | 0 | 0
[5 empty] | No Amendment | 0% | 0 | 0
[5 empty] | No Amendment | 0% | 0 | 0
[5 empty] | No Amendment | 0% | 0 | 0
[5 empty] | No Amendment | 0% | 0 | 0
[5 empty] | No Amendment | 0% | 0 | 0
[5 empty] | No Amendment | 0% | 0 | 0
[5 empty] | No Amendment | 0% | 0 | 0
[5 empty] | No Amendment | 0% | 0 | 0
[5 empty] | No Amendment | 0% | 0 | 0
[5 empty] | No Amendment | 0% | 0 | 0
[5 empty] | No Amendment | 0% | 0 | 0
[5 empty] | No Amendment | 0% | 0 | 0
[5 empty] | No Amendment | 0% | 0 | 0
[5 empty] | No Amendment | 0% | 0 | 0
[5 empty] | No Amendment | 0% | 0 | 0
[5 empty] | No Amendment | 0% | 0 | 0
[5 empty] | No Amendment | 0% | 0 | 0
[5 empty] | No Amendment | 0% | 0 | 0
[5 empty] | No Amendment | 0% | 0 | 0
[5 empty] | No Amendment | 0% | 0 | 0
[5 empty] | No Amendment | 0% | 0 | 0
[5 empty] | No Amendment | 0% | 0 | 0
[5 empty] | No Amendment | 0% | 0 | 0
[5 empty] | No Amendment | 0% | 0 | 0
[5 empty] | No Amendment | 0% | 0 | 0
[5 empty] | No Amendment | 0% | 0 | 0
[5 empty] | No Amendment | 0% | 0 | 0
[5 empty] | No Amendment | 0% | 0 | 0
[5 empty] | No Amendment | 0% | 0 | 0
[5 empty] | No Amendment | 0% | 0 | 0
[5 empty] | No Amendment | 0% | 0 | 0
[5 empty] | No Amendment | 0% | 0 | 0
[5 empty] | No Amendment | 0% | 0 | 0
[5 empty] | No Amendment | 0% | 0 | 0
[5 empty] | No Amendment | 0% | 0 | 0
[5 empty] | No Amendment | 0% | 0 | 0
[5 empty] | No Amendment | 0% | 0 | 0
[5 empty] | No Amendment | 0% | 0 | 0
[5 empty] | No Amendment | 0% | 0 | 0

## Series 0400 Restraint Systems
Greenways Schedule of Rates
Series 400 - Road Restraint Systems (Vehicle and Pedestrian)
0
Proposed Rates
Ref | Series | Sub-series | Item Description | Unit | Lower Range | Upper Range
400.1 | Road Restraint Systems | Pedestrian Parapets, Pedestrian Guardrails and Handrails | Pedestrian Guardrail in accordance with CC-SCD00401, 1m above paved surface, straight or curved exceeding 50m radius | m | 145 | 336

## Series 0500 Drainage
Greenways Schedule of Rates
Series 500 - Drainage and Service Ducts
0
Proposed Rates
Ref | Series | Sub-series | Item Description | Unit | Lower Range | Upper Range
500.1 | Drainage & Service Ducts | Drains, sewers, piped culverts | Drains or Sewers, 150mm diameter, Depths to invert not exceeding 2m, Average depth 1.5m, Type S in accordance with CC-SCD-00521, Construction to trench, In side slopes of cuttings or side slopes to embankments | m | 53.6184 | 64.4491
500.2 | Drainage & Service Ducts | Drains, sewers, piped culverts | Drains or Sewers, 150mm diameter, Depths to invert not exceeding 2m, Average depth 1.5m, Type Z in accordance with CC-SCD-00521, Construction to trench, In side slopes of cuttings or side slopes to embankments | m | 46.7498 | 73.7344
500.3 | Drainage & Service Ducts | Linear drainage channels | Linear drainage channels with grated covers; granular backfill to clause 503.3; constructed in trench; 150mm diameter; depth not exceeding 2m; average depth 1.2m | m | 62.3331 | 111.019
500.4 | Drainage & Service Ducts | Linear drainage channels | Precast Concrete Drainage Channel | m | 25.7296 | 55.698
500.5 | Drainage & Service Ducts | Drains, sewers, piped culverts | uPVC land drainpipes; constructed in trench with CI513 free draining stone surround; 150mm diameter perforated pipe | m | 48.7509 | 67.0271
500.6 | Drainage & Service Ducts | Service Ducts | 1 x 100mm diameter HDPE ESB duct, depth to invert not exceeding 2m with an average depth to invert of 1.5m Constructed in trench, with granular bed and surround to RCD/500/62. | m | 24.0969 | 51.9176
500.7 | Drainage & Service Ducts | Service Ducts | MDPE Green Spare ducts; 2-way 110mm diameter ducts - depth not exceeding 1.0m; average depth 750mm constructed in trench; with sand bed and surround; Clause 808 backfill; | m | 46.0425 | 60.7437
500.8 | Drainage & Service Ducts | Drains, sewers, piped culverts | Filter drains; 150mm internal diameter; depths to invert not exceeding 2 metres; average depth 600mm, Drainage - Filter drains trench and bedding details - (CC-SCD-00520) TYPE K | m | 47.8174 | 68.3483
500.9 | Drainage & Service Ducts | Connections | Connection of proposed 150mm diameter PVC pipe to existing surface water drain/pipe (Gully Connection). Depth to invert exceeding 2 m but not exceeding 4m. | nr | 133.7432 | 372.6653
500.1 | Drainage & Service Ducts | Chambers and Gullies | Chambers, Type C in accordance with CC-SCD00504, 1050mm diameter, Depth to invert not exceeding 1 m, D400 cover and frame to EN124 | nr | 600.8307 | 1274.2106
500.11 | Drainage & Service Ducts | Chambers and Gullies | Standard In-situ Concrete Pedestrian Gully; General construction to CC-SCD-00511; Depth not exceeding 1 metre; class C250 pedestrian friendly cover and frame | nr | 580.0421 | 800.6928
500.12 | Drainage & Service Ducts | Chambers and Gullies | Gullies, In Situ Concrete, Depth to invert not exceeding 1m, Type E600 grating and frame to EN124 in accordance with CC-SCD-05011 | nr | 343.2803 | 960.2919
500.13 | Drainage & Service Ducts | Renewal, raising or lowering covers and gratings on existing chambers and gullies | Raising/lowering of ironworks ˃ 600mm, depth ≤ 150mm | nr | 265.6521 | 425.0434

## Series 0600 Earthworks
Greenways Schedule of Rates
Series 600 - Earthworks
0
[5 empty] | Price increase due to Material Inflation |  |  |  | Proposed Rates
Ref | Series | Sub-series | Item Description | Unit | Material Type | % Amendment | Lower Range | Upper Range | Lower Range | Upper Range
600.1 | Earthworks | Excavation | Excavation of acceptable material class 5A (Topsoil) | m3 | Site Clearance | -10% | 0 | 0 | 2.6619 | 12.1999
600.2 | Earthworks | Excavation | Excavation of acceptable material excluding class 5A (subsoil) for structural foundations (retaining walls), 0 metres to 3 metres in depth | m3 | Timber | 15% | 6.4148 | 28.8782 | 5.6632 | 11.795
600.3 | Earthworks | Excavation | Excavation of unacceptable material Class U1 | m3 | Steel | 20% | 3.7068 | 85.0999 | 5.9624 | 26.2654
600.4 | Earthworks | Excavation | Excavation of unacceptable material class U2 | m3 | Timber | 15% | 6.0335 | 103.0019 | 5.3103 | 29.7922
600.5 | Earthworks | Excavation | Extra over excavation in hard material | m3 | No Amendment | 0% | 14.2554 | 191.1391 | 14.4825 | 48.6339
600.6 | Earthworks | Processing of unacceptable material Class U1 | Processing of unacceptable material Class U1 | m3 | Steel | 20% | 35.5501 | 35.5501 | 1.2645 | 4.3248
600.7 | Earthworks | Deposition of fill | Deposition of acceptable material - excluding class 5A (subsoil) | m3 | Steel | 20% | 2.2063 | 31.7815 | 1.8679 | 13.1263
600.8 | Earthworks | Disposal off site | Disposal of unacceptable material Class U1 off site (excluding rock) | m3 | No Amendment | 0% | 25.4852 | 64.4116 | 25.7796 | 47.9622
600.9 | Earthworks | Disposal off site | Disposal of unacceptable material Class U2 off site | m3 | No Amendment | 0% | 31.6541 | 282.1686 | 164.7161 | 284.9281
600.1 | Earthworks | Disposal off site | Disposal of Class 5A material off site | m3 | No Amendment | 0% | 4.3564 | 44.9488 | 4.4093 | 36.361
600.11 | Earthworks | Disposal off site | Disposal of hard material off site | m3 | No Amendment | 0% | 60.7666 | 60.7666 | 21.0303 | 63.5591
600.12 | Earthworks | Imported fill | Imported Topsoil Class 5B | m3 | No Amendment | 0% | 27.6796 | 94.6518 | 21.2952 | 65.0575
600.13 | Earthworks | Imported fill | Imported acceptable material fill; Class 6F2 - Embankments and other areas of fill | m3 | No Amendment | 0% | 22.1953 | 45.3503 | 22.5489 | 38.0768
600.14 | Earthworks | Imported fill | Imported acceptable material; Class 6N | m3 | No Amendment | 0% | 31.6541 | 39.6815 | 31.9427 | 40.2868
600.15 | Earthworks | Compaction of fill | Compaction of Acceptable material | m3 | No Amendment | 0% | 0.45335 | 6.5439 | 0.46057 | 6.8446
600.16 | Earthworks | Geotextiles | Geotextile - Geogrid Geogrid Embankment reinforcement, Detailed in Appendix 6/5 | m2 | No Amendment | 0% | 4.1993 | 12.7426 | 4.2504 | 12.8898
600.17 | Earthworks | Geotextiles | Geotextile Geotextile, Nonwoven separator layer, minimum requirements Tensile strength 8kN/m, Tensile Elongation 60%, CBR puncture resistance 1500 N, Permeability 90 l/m2s, 100 years service life | m2 | No Amendment | 0% | 0.52757 | 3.8228 | 0.53238 | 3.8669
600.18 | Earthworks | Soft spots and other voids | Excavation for soft spots - below cuttings or embankments | m3 | No Amendment | 0% | 8.8026 | 76.4557 | 8.9428 | 31.8966
600.19 | Earthworks | Soft spots and other voids | Filling of soft spots and other voids | m3 |  |  |  |  | 27.1648 | 38.3601
600.2 | Earthworks | Topsoiling | Topsoiling 100mm surfaces sloping 10 degrees or less to the horizontal | m2 | Earthworks | -10% | 0.64602 | 6.4069 | 0.72924 | 4.7924
600.21 | Earthworks | Topsoiling | Topsoiling 100mm surfaces sloping more than 10 degrees to the horizontal | m2 | No Amendment | 0% | 0.81855 | 3.3413 | 0.83159 | 7.4383
600.22 | Earthworks | Topsoiling | Topsoiling 150mm surfaces sloping 10 degrees or less to the horizontal | m2 | Earthworks | -10% | 0 | 6.7262 | 0.86071 | 7.5445
600.23 | Earthworks | Topsoiling | Topsoiling 300mm surfaces sloping 10 degrees or less to the horizontal | m2 | Earthworks | -10% | 0 | 10.3314 | 8.5009 | 11.6544
600.24 | Earthworks | Grass seeding and turfing | Grass seeding surfaces sloping at 10 or less to the horizontal | m2 | Earthworks | -10% | 0.56977 | 11.2998 | 0.63885 | 2.9813
600.25 | Earthworks | Completion of Formation and Sub-Formation | Completion of sub formation on acceptable material | m2 | Earthworks | -10% | 0.45917 | 13.762 | 0.51797 | 3.1167
600.26 | Earthworks | Completion of Formation and Sub-Formation | Completion of formation - On acceptable material | m2 | Earthworks | -10% | 0.48067 | 8.51 | 0.51797 | 3.1167
600.27 | Earthworks | Trial Pits | Trial pits; in material other than rock not exceeding 4m in length to a maximum depth not exceeding 1m to locate existing services | nr | Pavements | 10% | 168.2024 | 254.5694 | 154.6779 | 233.537
[5 empty] | Pavements | 10% | 0 | 0
[5 empty] | Pavements | 10% | 0 | 0
[5 empty] | No Amendment | 0% | 0 | 0
[5 empty] | Pavements | 10% | 0 | 0
[5 empty] | Pavements | 10% | 0 | 0
[5 empty] | Pavements | 10% | 0 | 0
[5 empty] | Pavements | 10% | 0 | 0
[5 empty] | No Amendment | 0% | 0 | 0
[5 empty] | No Amendment | 0% | 0 | 0
[5 empty] | Signs | 10% | 0 | 0
[5 empty] | Signs | 10% | 0 | 0
[5 empty] | Signs | 10% | 0 | 0
[5 empty] | Signs | 10% | 0 | 0
[5 empty] | Signs | 10% | 0 | 0
[5 empty] | Signs | 10% | 0 | 0
[5 empty] | Signs | 10% | 0 | 0
[5 empty] | Signs | 10% | 0 | 0
[5 empty] | Signs | 10% | 0 | 0
[5 empty] | Signs | 10% | 0 | 0
[5 empty] | Signs | 10% | 0 | 0
[5 empty] | Signs | 10% | 0 | 0
[5 empty] | Signs | 10% | 0 | 0
[5 empty] | Signs | 10% | 0 | 0
[5 empty] | Signs | 10% | 0 | 0
[5 empty] | Signs | 10% | 0 | 0
[5 empty] | Signs | 10% | 0 | 0
[5 empty] | Signs | 10% | 0 | 0
[5 empty] | Signs | 10% | 0 | 0
[5 empty] | Signs | 10% | 0 | 0
[5 empty] | Signs | 10% | 0 | 0
[5 empty] | Signs | 10% | 0 | 0
[5 empty] | Signs | 10% | 0 | 0
[5 empty] | Signs | 10% | 0 | 0
[5 empty] | Signs | 10% | 0 | 0
[5 empty] | Signs | 10% | 0 | 0
[5 empty] | Signs | 10% | 0 | 0
[5 empty] | Signs | 10% | 0 | 0
[5 empty] | Signs | 10% | 0 | 0
[5 empty] | Signs | 10% | 0 | 0
[5 empty] | Signs | 10% | 0 | 0
[5 empty] | Signs | 10% | 0 | 0
[5 empty] | Signs | 10% | 0 | 0
[5 empty] | Signs | 10% | 0 | 0
[5 empty] | Signs | 10% | 0 | 0
[5 empty] | Signs | 10% | 0 | 0
[5 empty] | Signs | 10% | 0 | 0
[5 empty] | Signs | 10% | 0 | 0
[5 empty] | Signs | 10% | 0 | 0
[5 empty] | Signs | 10% | 0 | 0
[5 empty] | Signs | 10% | 0 | 0
[5 empty] | Signs | 10% | 0 | 0
[5 empty] | Signs | 10% | 0 | 0
[5 empty] | Signs | 10% | 0 | 0
[5 empty] | Signs | 10% | 0 | 0
[5 empty] | No Amendment | 0% | 0 | 0
[5 empty] | No Amendment | 0% | 0 | 0
[5 empty] | No Amendment | 0% | 0 | 0
[5 empty] | No Amendment | 0% | 0 | 0
[5 empty] | No Amendment | 0% | 0 | 0
[5 empty] | No Amendment | 0% | 0 | 0
[5 empty] | No Amendment | 0% | 0 | 0
[5 empty] | No Amendment | 0% | 0 | 0
[5 empty] | No Amendment | 0% | 0 | 0
[5 empty] | No Amendment | 0% | 0 | 0
[5 empty] | No Amendment | 0% | 0 | 0
[5 empty] | No Amendment | 0% | 0 | 0
[5 empty] | No Amendment | 0% | 0 | 0
[5 empty] | No Amendment | 0% | 0 | 0
[5 empty] | No Amendment | 0% | 0 | 0
[5 empty] | No Amendment | 0% | 0 | 0
[5 empty] | No Amendment | 0% | 0 | 0
[5 empty] | No Amendment | 0% | 0 | 0
[5 empty] | No Amendment | 0% | 0 | 0
[5 empty] | No Amendment | 0% | 0 | 0
[5 empty] | No Amendment | 0% | 0 | 0
[5 empty] | No Amendment | 0% | 0 | 0
[5 empty] | No Amendment | 0% | 0 | 0
[5 empty] | No Amendment | 0% | 0 | 0
[5 empty] | No Amendment | 0% | 0 | 0
[5 empty] | No Amendment | 0% | 0 | 0
[5 empty] | No Amendment | 0% | 0 | 0
[5 empty] | No Amendment | 0% | 0 | 0
[5 empty] | No Amendment | 0% | 0 | 0
[5 empty] | No Amendment | 0% | 0 | 0
[5 empty] | No Amendment | 0% | 0 | 0
[5 empty] | No Amendment | 0% | 0 | 0
[5 empty] | No Amendment | 0% | 0 | 0
[5 empty] | No Amendment | 0% | 0 | 0
[5 empty] | No Amendment | 0% | 0 | 0
[5 empty] | No Amendment | 0% | 0 | 0
[5 empty] | No Amendment | 0% | 0 | 0
[5 empty] | No Amendment | 0% | 0 | 0
[5 empty] | No Amendment | 0% | 0 | 0
[5 empty] | No Amendment | 0% | 0 | 0
[5 empty] | No Amendment | 0% | 0 | 0
[5 empty] | No Amendment | 0% | 0 | 0
[5 empty] | No Amendment | 0% | 0 | 0
[5 empty] | No Amendment | 0% | 0 | 0
[5 empty] | No Amendment | 0% | 0 | 0
[5 empty] | No Amendment | 0% | 0 | 0
[5 empty] | No Amendment | 0% | 0 | 0
[5 empty] | No Amendment | 0% | 0 | 0
[5 empty] | No Amendment | 0% | 0 | 0
[5 empty] | No Amendment | 0% | 0 | 0
[5 empty] | No Amendment | 0% | 0 | 0
[5 empty] | No Amendment | 0% | 0 | 0
[5 empty] | No Amendment | 0% | 0 | 0
[5 empty] | No Amendment | 0% | 0 | 0
[5 empty] | No Amendment | 0% | 0 | 0
[5 empty] | No Amendment | 0% | 0 | 0
[5 empty] | SL Columns | 20% | 0 | 0
[5 empty] | SL Columns | 20% | 0 | 0
[5 empty] | SL Columns | 20% | 0 | 0
[5 empty] | SL Columns | 20% | 0 | 0
[5 empty] | SL Columns | 20% | 0 | 0
[5 empty] | SL Columns | 20% | 0 | 0
[5 empty] | SL Columns | 20% | 0 | 0
[5 empty] | SL Columns | 20% | 0 | 0
[5 empty] | SL Columns | 20% | 0 | 0
[5 empty] | SL Columns | 20% | 0 | 0
[5 empty] | SL Columns | 20% | 0 | 0
[5 empty] | SL Columns | 20% | 0 | 0
[5 empty] | SL Columns | 20% | 0 | 0
[5 empty] | SL Columns | 20% | 0 | 0
[5 empty] | SL Columns | 20% | 0 | 0
[5 empty] | SL Columns | 20% | 0 | 0
[5 empty] | SL Columns | 20% | 0 | 0
[5 empty] | No Amendment | 0% | 0 | 0
[5 empty] | No Amendment | 0% | 0 | 0
[5 empty] | No Amendment | 0% | 0 | 0
[5 empty] | No Amendment | 0% | 0 | 0
[5 empty] | No Amendment | 0% | 0 | 0
[5 empty] | No Amendment | 0% | 0 | 0
[5 empty] | No Amendment | 0% | 0 | 0
[5 empty] | No Amendment | 0% | 0 | 0
[5 empty] | No Amendment | 0% | 0 | 0
[5 empty] | No Amendment | 0% | 0 | 0
[5 empty] | No Amendment | 0% | 0 | 0
[5 empty] | No Amendment | 0% | 0 | 0
[5 empty] | No Amendment | 0% | 0 | 0
[5 empty] | No Amendment | 0% | 0 | 0
[5 empty] | No Amendment | 0% | 0 | 0
[5 empty] | No Amendment | 0% | 0 | 0
[5 empty] | No Amendment | 0% | 0 | 0
[5 empty] | No Amendment | 0% | 0 | 0
[5 empty] | No Amendment | 0% | 0 | 0
[5 empty] | No Amendment | 0% | 0 | 0
[5 empty] | No Amendment | 0% | 0 | 0
[5 empty] | No Amendment | 0% | 0 | 0
[5 empty] | No Amendment | 0% | 0 | 0
[5 empty] | No Amendment | 0% | 0 | 0
[5 empty] | No Amendment | 0% | 0 | 0
[5 empty] | No Amendment | 0% | 0 | 0
[5 empty] | No Amendment | 0% | 0 | 0
[5 empty] | No Amendment | 0% | 0 | 0
[5 empty] | No Amendment | 0% | 0 | 0
[5 empty] | Formwork | 15% | 0 | 0
[5 empty] | Formwork | 15% | 0 | 0
[5 empty] | Formwork | 15% | 0 | 0
[5 empty] | Formwork | 15% | 0 | 0
[5 empty] | Formwork | 15% | 0 | 0
[5 empty] | Formwork | 15% | 0 | 0
[5 empty] | Formwork | 15% | 0 | 0
[5 empty] | Formwork | 15% | 0 | 0
[5 empty] | Formwork | 15% | 0 | 0
[5 empty] | Formwork | 15% | 0 | 0
[5 empty] | Formwork | 15% | 0 | 0
[5 empty] | Formwork | 15% | 0 | 0
[5 empty] | Formwork | 15% | 0 | 0
[5 empty] | Formwork | 15% | 0 | 0
[5 empty] | Formwork | 15% | 0 | 0
[5 empty] | Formwork | 15% | 0 | 0
[5 empty] | Formwork | 15% | 0 | 0
[5 empty] | Formwork | 15% | 0 | 0
[5 empty] | Formwork | 15% | 0 | 0
[5 empty] | Rebar | 20% | 0 | 0
[5 empty] | Rebar | 20% | 0 | 0
[5 empty] | Rebar | 20% | 0 | 0
[5 empty] | Rebar | 20% | 0 | 0
[5 empty] | Rebar | 20% | 0 | 0
[5 empty] | Rebar | 20% | 0 | 0
[5 empty] | Rebar | 20% | 0 | 0
[5 empty] | Rebar | 20% | 0 | 0
[5 empty] | Rebar | 20% | 0 | 0
[5 empty] | Rebar | 20% | 0 | 0
[5 empty] | No Amendment | 0% | 0 | 0
[5 empty] | No Amendment | 0% | 0 | 0
[5 empty] | No Amendment | 0% | 0 | 0
[5 empty] | No Amendment | 0% | 0 | 0
[5 empty] | No Amendment | 0% | 0 | 0
[5 empty] | No Amendment | 0% | 0 | 0
[5 empty] | No Amendment | 0% | 0 | 0
[5 empty] | No Amendment | 0% | 0 | 0
[5 empty] | No Amendment | 0% | 0 | 0
[5 empty] | No Amendment | 0% | 0 | 0
[5 empty] | No Amendment | 0% | 0 | 0
[5 empty] | No Amendment | 0% | 0 | 0
[5 empty] | No Amendment | 0% | 0 | 0
[5 empty] | No Amendment | 0% | 0 | 0
[5 empty] | No Amendment | 0% | 0 | 0
[5 empty] | No Amendment | 0% | 0 | 0
[5 empty] | No Amendment | 0% | 0 | 0
[5 empty] | No Amendment | 0% | 0 | 0
[5 empty] | No Amendment | 0% | 0 | 0
[5 empty] | No Amendment | 0% | 0 | 0
[5 empty] | No Amendment | 0% | 0 | 0
[5 empty] | No Amendment | 0% | 0 | 0
[5 empty] | No Amendment | 0% | 0 | 0
[5 empty] | No Amendment | 0% | 0 | 0
[5 empty] | No Amendment | 0% | 0 | 0
[5 empty] | No Amendment | 0% | 0 | 0
[5 empty] | No Amendment | 0% | 0 | 0
[5 empty] | No Amendment | 0% | 0 | 0
[5 empty] | No Amendment | 0% | 0 | 0
[5 empty] | No Amendment | 0% | 0 | 0
[5 empty] | No Amendment | 0% | 0 | 0
[5 empty] | Rebar | 20% | 0 | 0
[5 empty] | Rebar | 20% | 0 | 0
[5 empty] | Formwork | 15% | 0 | 0
[5 empty] | Formwork | 15% | 0 | 0
[5 empty] | Formwork | 15% | 0 | 0
[5 empty] | Formwork | 15% | 0 | 0
[5 empty] | Formwork | 15% | 0 | 0
[5 empty] | Formwork | 15% | 0 | 0
[5 empty] | Formwork | 15% | 0 | 0
[5 empty] | Formwork | 15% | 0 | 0
[5 empty] | Formwork | 15% | 0 | 0
[5 empty] | Formwork | 15% | 0 | 0
[5 empty] | Formwork | 15% | 0 | 0
[5 empty] | Formwork | 15% | 0 | 0
[5 empty] | Formwork | 15% | 0 | 0
[5 empty] | Formwork | 15% | 0 | 0
[5 empty] | Formwork | 15% | 0 | 0
[5 empty] | Formwork | 15% | 0 | 0
[5 empty] | No Amendment | 0% | 0 | 0
[5 empty] | No Amendment | 0% | 0 | 0
[5 empty] | Rebar | 20% | 0 | 0
[5 empty] | Rebar | 20% | 0 | 0
[5 empty] | Rebar | 20% | 0 | 0
[5 empty] | Rebar | 20% | 0 | 0
[5 empty] | Rebar | 20% | 0 | 0
[5 empty] | Rebar | 20% | 0 | 0
[5 empty] | Rebar | 20% | 0 | 0
[5 empty] | Rebar | 20% | 0 | 0
[5 empty] | Rebar | 20% | 0 | 0
[5 empty] | Rebar | 20% | 0 | 0
[5 empty] | Rebar | 20% | 0 | 0
[5 empty] | Rebar | 20% | 0 | 0
[5 empty] | Rebar | 20% | 0 | 0
[5 empty] | Site Clearance | -10% | 0 | 0
[5 empty] | No Amendment | 0% | 0 | 0
[5 empty] | No Amendment | 0% | 0 | 0
[5 empty] | No Amendment | 0% | 0 | 0
[5 empty] | No Amendment | 0% | 0 | 0
[5 empty] | No Amendment | 0% | 0 | 0
[5 empty] | No Amendment | 0% | 0 | 0
[5 empty] | No Amendment | 0% | 0 | 0
[5 empty] | No Amendment | 0% | 0 | 0
[5 empty] | No Amendment | 0% | 0 | 0
[5 empty] | No Amendment | 0% | 0 | 0
[5 empty] | No Amendment | 0% | 0 | 0
[5 empty] | No Amendment | 0% | 0 | 0
[5 empty] | No Amendment | 0% | 0 | 0
[5 empty] | No Amendment | 0% | 0 | 0
[5 empty] | No Amendment | 0% | 0 | 0
[5 empty] | No Amendment | 0% | 0 | 0
[5 empty] | No Amendment | 0% | 0 | 0
[5 empty] | No Amendment | 0% | 0 | 0
[5 empty] | No Amendment | 0% | 0 | 0
[5 empty] | No Amendment | 0% | 0 | 0
[5 empty] | No Amendment | 0% | 0 | 0
[5 empty] | No Amendment | 0% | 0 | 0
[5 empty] | No Amendment | 0% | 0 | 0
[5 empty] | No Amendment | 0% | 0 | 0
[5 empty] | No Amendment | 0% | 0 | 0
[5 empty] | No Amendment | 0% | 0 | 0
[5 empty] | No Amendment | 0% | 0 | 0
[5 empty] | No Amendment | 0% | 0 | 0
[5 empty] | No Amendment | 0% | 0 | 0
[5 empty] | No Amendment | 0% | 0 | 0
[5 empty] | No Amendment | 0% | 0 | 0
[5 empty] | No Amendment | 0% | 0 | 0
[5 empty] | No Amendment | 0% | 0 | 0
[5 empty] | No Amendment | 0% | 0 | 0
[5 empty] | No Amendment | 0% | 0 | 0
[5 empty] | No Amendment | 0% | 0 | 0
[5 empty] | No Amendment | 0% | 0 | 0
[5 empty] | No Amendment | 0% | 0 | 0
[5 empty] | No Amendment | 0% | 0 | 0
[5 empty] | No Amendment | 0% | 0 | 0
[5 empty] | No Amendment | 0% | 0 | 0
[5 empty] | No Amendment | 0% | 0 | 0
[5 empty] | No Amendment | 0% | 0 | 0
[5 empty] | No Amendment | 0% | 0 | 0
[5 empty] | No Amendment | 0% | 0 | 0
[5 empty] | No Amendment | 0% | 0 | 0
[5 empty] | No Amendment | 0% | 0 | 0
[5 empty] | No Amendment | 0% | 0 | 0
[5 empty] | No Amendment | 0% | 0 | 0
[5 empty] | No Amendment | 0% | 0 | 0
[5 empty] | No Amendment | 0% | 0 | 0
[5 empty] | No Amendment | 0% | 0 | 0
[5 empty] | No Amendment | 0% | 0 | 0
[5 empty] | No Amendment | 0% | 0 | 0
[5 empty] | No Amendment | 0% | 0 | 0
[5 empty] | No Amendment | 0% | 0 | 0
[5 empty] | No Amendment | 0% | 0 | 0
[5 empty] | No Amendment | 0% | 0 | 0
[5 empty] | No Amendment | 0% | 0 | 0
[5 empty] | No Amendment | 0% | 0 | 0
[5 empty] | No Amendment | 0% | 0 | 0
[5 empty] | No Amendment | 0% | 0 | 0
[5 empty] | No Amendment | 0% | 0 | 0
[5 empty] | No Amendment | 0% | 0 | 0
[5 empty] | No Amendment | 0% | 0 | 0
[5 empty] | No Amendment | 0% | 0 | 0
[5 empty] | No Amendment | 0% | 0 | 0
[5 empty] | No Amendment | 0% | 0 | 0
[5 empty] | No Amendment | 0% | 0 | 0
[5 empty] | No Amendment | 0% | 0 | 0
[5 empty] | No Amendment | 0% | 0 | 0
[5 empty] | No Amendment | 0% | 0 | 0
[5 empty] | No Amendment | 0% | 0 | 0
[5 empty] | No Amendment | 0% | 0 | 0
[5 empty] | No Amendment | 0% | 0 | 0
[5 empty] | No Amendment | 0% | 0 | 0
[5 empty] | No Amendment | 0% | 0 | 0
[5 empty] | No Amendment | 0% | 0 | 0
[5 empty] | No Amendment | 0% | 0 | 0
[5 empty] | No Amendment | 0% | 0 | 0
[5 empty] | No Amendment | 0% | 0 | 0
[5 empty] | No Amendment | 0% | 0 | 0
[5 empty] | No Amendment | 0% | 0 | 0
[5 empty] | No Amendment | 0% | 0 | 0
[5 empty] | No Amendment | 0% | 0 | 0
[5 empty] | No Amendment | 0% | 0 | 0

## Series 0500 (hidden)
TII Schedule of Rates
[6 empty] | Griffith Avenue Junction |  |  |  |  | Blackglen Road |  |  |  |  | Clontarf to City Centre |  |  |  |  | Ashbourne North |  |  |  |  | Dunkettle to Carrigtwohill - Phase 1 |  |  |  |  | Dunkettle to Carrigtwohill - Phase 2 |  |  |  |  | Ballinacurra to Midleton Pedestrian and Cycle route |  |  |  |  | Bilberry to City Centre Waterford Greenway Link |  |  |  |  | N81 Jobstown Junction |  |  |  |  | Dunkettle to Carrigtwohill - Phase 3 |  |  |  |  | Avonberg Road Cycle Scheme |  |  |  |  | Mountain View Pedestrian & Cycle Link |  |  |  |  | Hartstown Cycle Line |  |  |  |  | Staplestown Road to Pollerton Road |  |  |  |  | River Burren Walking & Cycle track |  |  |  |  | Ashbourne Milltown Road |  |  |  |  | Limerick to Scarriff |  |  |  |  | GSGL Phase 1 Improvement |  |  |  |  | South Kerry Greenways 1A |  |  |  |  | UCG Phase 3 |  |  |  |  | Bilberry to City Centre Waterford Greenway Link |  |  |  |  | Dodder Greenway - Phase 5 |  |  |  |  | N63 Abbeyknockmoy Village |  |  |  |  | GWG Asset Renewal Phase 2
[6 empty] | Q2,2021 |  |  |  |  | Q1, 2021 |  |  |  |  | Q1,2022 |  |  |  |  | Q3,2021 |  |  |  |  | Q4,2020 |  |  |  |  | Q3,2021 |  |  |  |  | Q3,2022 |  |  |  |  | Q2,2021 |  |  |  |  | Q1,2021 |  |  |  |  | Q1,2022 |  |  |  |  | Q4,2021 |  |  |  |  | Q3,2022 |  |  |  |  | Q3,2022 |  |  |  |  | Q2,2022 |  |  |  |  | Q4,2022 |  |  |  |  | Q3,2019 |  |  |  |  | Q3,2023 |  |  |  |  | Q2,2021 |  |  |  |  | Q2,2023 |  |  |  |  | Q3,2022 |  |  |  |  | Q2,2021 |  |  |  |  | Q1,2022 |  |  |  |  | Q2,2023 |  |  |  |  | Q3,2023
[6 empty] | Tender Rate | Q2,2024 |  |  |  | Tender Rate | Q2,2024 |  |  |  | Tender Rate | Q2,2024 |  |  |  | Tender Rate | Q2,2024 |  |  |  | Tender Rate | Q2,2024 |  |  |  | Tender Rate | Q2,2024 |  |  |  | Tender Rate | Q2,2024 |  |  |  | Tender Rate | Q2,2024 |  |  |  | Tender Rate | Q2,2024 |  |  |  | Tender Rate | Q2,2024 |  |  |  | Tender Rate | Q2,2024 |  |  |  | Tender Rate | Q2,2024 |  |  |  | Tender Rate | Q2,2024 |  |  |  | Tender Rate | Q2,2024 |  |  |  | Tender Rate | Q2,2024 |  |  |  | Tender Rate | Q2,2024 |  |  |  | Tender Rate | Q2,2024 |  |  |  | Tender Rate | Q2,2024 |  |  |  | Tender Rate | Q2,2024 |  |  |  | Tender Rate | Q2,2024 |  |  |  | Tender Rate | Q2,2024 |  |  |  | Tender Rate | Q2,2024 |  |  |  | Tender Rate | Q2,2024 |  |  |  | Tender Rate | Q2,2024 |  |  |  | TII ATI Projects (Q2,2023) |  | TII Greenways Projects (Q2,2024) |  | Proposed Rates |  | Price increase due to Material Inflation
Ref | Series | Sub-series | Item Description | Unit |  |  | BCIS | SCSI TPI | Adjustment Factor | Updated Tender Rate |  | BCIS | SCSI TPI | Adjustment Factor | Updated Tender Rate |  | BCIS | SCSI TPI | Adjustment Factor | Updated Tender Rate |  | BCIS | SCSI TPI | Adjustment Factor | Updated Tender Rate |  | BCIS | SCSI TPI | Adjustment Factor | Updated Tender Rate |  | BCIS | SCSI TPI | Adjustment Factor | Updated Tender Rate |  | BCIS | SCSI TPI | Adjustment Factor | Updated Tender Rate |  | BCIS | SCSI TPI | Adjustment Factor | Updated Tender Rate |  | BCIS | SCSI TPI | Adjustment Factor | Updated Tender Rate |  | BCIS | SCSI TPI | Adjustment Factor | Updated Tender Rate |  | BCIS | SCSI TPI | Adjustment Factor | Updated Tender Rate |  | BCIS | SCSI TPI | Adjustment Factor | Updated Tender Rate |  | BCIS | SCSI TPI | Adjustment Factor | Updated Tender Rate |  | BCIS | SCSI TPI | Adjustment Factor | Updated Tender Rate |  | BCIS | SCSI TPI | Adjustment Factor | Updated Tender Rate |  | BCIS | SCSI TPI | Adjustment Factor | Updated Tender Rate |  | BCIS | SCSI TPI | Adjustment Factor | Updated Tender Rate |  | BCIS | SCSI TPI | Adjustment Factor | Updated Tender Rate |  | BCIS | SCSI TPI | Adjustment Factor | Updated Tender Rate |  | BCIS | SCSI TPI | Adjustment Factor | Updated Tender Rate |  | BCIS | SCSI TPI | Adjustment Factor | Updated Tender Rate |  | BCIS | SCSI TPI | Adjustment Factor | Updated Tender Rate |  | BCIS | SCSI TPI | Adjustment Factor | Updated Tender Rate |  | BCIS | SCSI TPI | Adjustment Factor | Updated Tender Rate | Lower Range | Upper Range | Lower Range | Upper Range | Lower Range | Upper Range | Material Type | % Amendment | Lower Range | Upper Range | Comments/Reasoning | DMcM Comments
[7 empty] | #REF! | #REF! | #REF! | #REF! |  | #REF! | #REF! | #REF! | #REF! |  | #REF! | #REF! | #REF! | #REF! |  | #REF! | #REF! | #REF! | #REF! |  | #REF! | #REF! | #REF! | #REF! |  | #REF! | #REF! | #REF! | #REF! |  | #REF! | #REF! | #REF! | #REF! |  | #REF! | #REF! | #REF! | #REF! |  | #REF! | #REF! | #REF! | #REF! |  | #REF! | #REF! | #REF! | #REF! |  | #REF! | #REF! | #REF! | #REF! |  | #REF! | #REF! | #REF! | #REF! |  | #REF! | #REF! | #REF! | #REF! |  | #REF! | #REF! | #REF! | #REF! |  | #REF! | #REF! | #REF! | #REF! |  | #REF! | #REF! | #REF! | #REF! |  | #REF! | #REF! | #REF! | #REF! |  | #REF! | #REF! | #REF! | #REF! |  | #REF! | #REF! | #REF! | #REF! |  | #REF! | #REF! | #REF! | #REF! |  | #REF! | #REF! | #REF! | #REF! |  | #REF! | #REF! | #REF! | #REF! |  | #REF! | #REF! | #REF! | #REF! |  | #REF! | #REF! | #REF! | #REF! | #REF! | #REF! | #REF! | #REF! |  |  | Site Clearance | #REF! | #REF! | #REF!
500.1 | Drainage & Service Ducts | Drains, sewers, piped culverts | Drains or Sewers, 150mm diameter, Depths to invert not exceeding 2m, Average depth 1.5m, Type S in accordance with CC-SCD-00521, Construction to trench, In side slopes of cuttings or side slopes to embankments | m |  |  | #REF! | #REF! | #REF! |  |  | #REF! | #REF! | #REF! |  |  | #REF! | #REF! | #REF! |  |  | #REF! | #REF! | #REF! |  |  | #REF! | #REF! | #REF! |  |  | #REF! | #REF! | #REF! |  |  | #REF! | #REF! | #REF! |  |  | #REF! | #REF! | #REF! |  |  | #REF! | #REF! | #REF! |  |  | #REF! | #REF! | #REF! |  |  | #REF! | #REF! | #REF! |  |  | #REF! | #REF! | #REF! |  |  | #REF! | #REF! | #REF! |  |  | #REF! | #REF! | #REF! |  |  | #REF! | #REF! | #REF! |  |  | #REF! | #REF! | #REF! |  |  | #REF! | #REF! | #REF! |  | 41.91 | #REF! | #REF! | #REF! | #REF! | 52.09 | #REF! | #REF! | #REF! | #REF! |  | #REF! | #REF! | #REF! |  |  | #REF! | #REF! | #REF! |  |  | #REF! | #REF! | #REF! |  |  | #REF! | #REF! | #REF! |  |  | #REF! | #REF! | #REF! |  | 0 | 0 | #REF! | #REF! | 0 | 0 | Site Clearance | #REF! | #REF! | #REF!
| Drainage & Service Ducts | Drains, sewers, piped culverts | 150mm diameter carrier drain, depth to invert exceeding 2m but not 4m, average depth to invert of 2.5m Constructed in trench, with bedding and surround Type N to RCD/500/21. | m |  |  | #REF! | #REF! | #REF! | #REF! |  | #REF! | #REF! | #REF! | #REF! |  | #REF! | #REF! | #REF! | #REF! |  | #REF! | #REF! | #REF! | #REF! |  | #REF! | #REF! | #REF! | #REF! |  | #REF! | #REF! | #REF! | #REF! |  | #REF! | #REF! | #REF! | #REF! |  | #REF! | #REF! | #REF! | #REF! |  | #REF! | #REF! | #REF! | #REF! |  | #REF! | #REF! | #REF! | #REF! |  | #REF! | #REF! | #REF! | #REF! |  | #REF! | #REF! | #REF! | #REF! |  | #REF! | #REF! | #REF! | #REF! |  | #REF! | #REF! | #REF! | #REF! |  | #REF! | #REF! | #REF! | #REF! |  | #REF! | #REF! | #REF! | #REF! |  | #REF! | #REF! | #REF! | #REF! | 31.63 | #REF! | #REF! | #REF! | #REF! |  | #REF! | #REF! | #REF! | #REF! |  | #REF! | #REF! | #REF! | #REF! |  | #REF! | #REF! | #REF! | #REF! |  | #REF! | #REF! | #REF! | #REF! |  | #REF! | #REF! | #REF! | #REF! |  | #REF! | #REF! | #REF! | #REF! | #REF! | #REF! | #REF! | #REF! |  |  | Site Clearance | #REF! | #REF! | #REF!
| Drainage & Service Ducts | Drains, sewers, piped culverts | 150mm diameter drain, type Z bed and surround; depth to invert not exceeding 2 metres; Average depth 1.5m; Constructed in trench | m |  |  | #REF! | #REF! | #REF! | #REF! | 87.29 | #REF! | #REF! | #REF! | #REF! |  | #REF! | #REF! | #REF! | #REF! |  | #REF! | #REF! | #REF! | #REF! |  | #REF! | #REF! | #REF! | #REF! |  | #REF! | #REF! | #REF! | #REF! |  | #REF! | #REF! | #REF! | #REF! |  | #REF! | #REF! | #REF! | #REF! |  | #REF! | #REF! | #REF! | #REF! |  | #REF! | #REF! | #REF! | #REF! |  | #REF! | #REF! | #REF! | #REF! |  | #REF! | #REF! | #REF! | #REF! |  | #REF! | #REF! | #REF! | #REF! |  | #REF! | #REF! | #REF! | #REF! |  | #REF! | #REF! | #REF! | #REF! |  | #REF! | #REF! | #REF! | #REF! |  | #REF! | #REF! | #REF! | #REF! |  | #REF! | #REF! | #REF! | #REF! |  | #REF! | #REF! | #REF! | #REF! |  | #REF! | #REF! | #REF! | #REF! |  | #REF! | #REF! | #REF! | #REF! |  | #REF! | #REF! | #REF! | #REF! |  | #REF! | #REF! | #REF! | #REF! |  | #REF! | #REF! | #REF! | #REF! | #REF! | #REF! | #REF! | #REF! |  |  | Site Clearance | #REF! | #REF! | #REF!
| Drainage & Service Ducts | Drains, sewers, piped culverts | 150mm diameter pipe 3m connection from gully with bedding and surround as per CC-SCD-00521 | m |  |  | #REF! | #REF! | #REF! | #REF! |  | #REF! | #REF! | #REF! | #REF! |  | #REF! | #REF! | #REF! | #REF! |  | #REF! | #REF! | #REF! | #REF! |  | #REF! | #REF! | #REF! | #REF! |  | #REF! | #REF! | #REF! | #REF! |  | #REF! | #REF! | #REF! | #REF! |  | #REF! | #REF! | #REF! | #REF! |  | #REF! | #REF! | #REF! | #REF! |  | #REF! | #REF! | #REF! | #REF! |  | #REF! | #REF! | #REF! | #REF! |  | #REF! | #REF! | #REF! | #REF! |  | #REF! | #REF! | #REF! | #REF! |  | #REF! | #REF! | #REF! | #REF! |  | #REF! | #REF! | #REF! | #REF! |  | #REF! | #REF! | #REF! | #REF! |  | #REF! | #REF! | #REF! | #REF! |  | #REF! | #REF! | #REF! | #REF! |  | #REF! | #REF! | #REF! | #REF! |  | #REF! | #REF! | #REF! | #REF! |  | #REF! | #REF! | #REF! | #REF! |  | #REF! | #REF! | #REF! | #REF! | 50 | #REF! | #REF! | #REF! | #REF! |  | #REF! | #REF! | #REF! | #REF! | #REF! | #REF! | #REF! | #REF! |  |  | Site Clearance | #REF! | #REF! | #REF!
| Drainage & Service Ducts | Drains, sewers, piped culverts | 150mm diameter underground drainage pipe; average depth to invert 1.5m; with bedding and surround Type G C1.804 | m |  |  | #REF! | #REF! | #REF! | #REF! |  | #REF! | #REF! | #REF! | #REF! |  | #REF! | #REF! | #REF! | #REF! |  | #REF! | #REF! | #REF! | #REF! |  | #REF! | #REF! | #REF! | #REF! |  | #REF! | #REF! | #REF! | #REF! |  | #REF! | #REF! | #REF! | #REF! |  | #REF! | #REF! | #REF! | #REF! |  | #REF! | #REF! | #REF! | #REF! |  | #REF! | #REF! | #REF! | #REF! | 246.82 | #REF! | #REF! | #REF! | #REF! |  | #REF! | #REF! | #REF! | #REF! |  | #REF! | #REF! | #REF! | #REF! |  | #REF! | #REF! | #REF! | #REF! |  | #REF! | #REF! | #REF! | #REF! |  | #REF! | #REF! | #REF! | #REF! |  | #REF! | #REF! | #REF! | #REF! |  | #REF! | #REF! | #REF! | #REF! |  | #REF! | #REF! | #REF! | #REF! |  | #REF! | #REF! | #REF! | #REF! |  | #REF! | #REF! | #REF! | #REF! |  | #REF! | #REF! | #REF! | #REF! |  | #REF! | #REF! | #REF! | #REF! |  | #REF! | #REF! | #REF! | #REF! | #REF! | #REF! | #REF! | #REF! |  |  | Site Clearance | #REF! | #REF! | #REF!
| Drainage & Service Ducts | Drains, sewers, piped culverts | Drains; sealed drain; 150mm uPVC pipe; Type S bed and surround; depths to invert not exceeding 1 metres, average depth 1 metres; construction in trench in verge | m |  |  | #REF! | #REF! | #REF! | #REF! |  | #REF! | #REF! | #REF! | #REF! |  | #REF! | #REF! | #REF! | #REF! |  | #REF! | #REF! | #REF! | #REF! |  | #REF! | #REF! | #REF! | #REF! |  | #REF! | #REF! | #REF! | #REF! |  | #REF! | #REF! | #REF! | #REF! |  | #REF! | #REF! | #REF! | #REF! |  | #REF! | #REF! | #REF! | #REF! |  | #REF! | #REF! | #REF! | #REF! |  | #REF! | #REF! | #REF! | #REF! |  | #REF! | #REF! | #REF! | #REF! |  | #REF! | #REF! | #REF! | #REF! |  | #REF! | #REF! | #REF! | #REF! |  | #REF! | #REF! | #REF! | #REF! |  | #REF! | #REF! | #REF! | #REF! |  | #REF! | #REF! | #REF! | #REF! |  | #REF! | #REF! | #REF! | #REF! | 52.09 | #REF! | #REF! | #REF! | #REF! |  | #REF! | #REF! | #REF! | #REF! |  | #REF! | #REF! | #REF! | #REF! |  | #REF! | #REF! | #REF! | #REF! |  | #REF! | #REF! | #REF! | #REF! |  | #REF! | #REF! | #REF! | #REF! | #REF! | #REF! | #REF! | #REF!
[7 empty] | #REF! | #REF! | #REF! | #REF! |  | #REF! | #REF! | #REF! | #REF! |  | #REF! | #REF! | #REF! | #REF! |  | #REF! | #REF! | #REF! | #REF! |  | #REF! | #REF! | #REF! | #REF! |  | #REF! | #REF! | #REF! | #REF! |  | #REF! | #REF! | #REF! | #REF! |  | #REF! | #REF! | #REF! | #REF! |  | #REF! | #REF! | #REF! | #REF! |  | #REF! | #REF! | #REF! | #REF! |  | #REF! | #REF! | #REF! | #REF! |  | #REF! | #REF! | #REF! | #REF! |  | #REF! | #REF! | #REF! | #REF! |  | #REF! | #REF! | #REF! | #REF! |  | #REF! | #REF! | #REF! | #REF! |  | #REF! | #REF! | #REF! | #REF! |  | #REF! | #REF! | #REF! | #REF! |  | #REF! | #REF! | #REF! | #REF! |  | #REF! | #REF! | #REF! | #REF! |  | #REF! | #REF! | #REF! | #REF! |  | #REF! | #REF! | #REF! | #REF! |  | #REF! | #REF! | #REF! | #REF! |  | #REF! | #REF! | #REF! | #REF! |  | #REF! | #REF! | #REF! | #REF! | #REF! | #REF! | #REF! | #REF!
| Drainage & Service Ducts | Drains, sewers, piped culverts | 225mm carrier diameter drain, depth to invert not exceeding 2m average depth to invert of 1.5m Constructed in trench, with bedding and surround Type N to RCD/500/21. | m |  |  | #REF! | #REF! | #REF! | #REF! |  | #REF! | #REF! | #REF! | #REF! |  | #REF! | #REF! | #REF! | #REF! |  | #REF! | #REF! | #REF! | #REF! |  | #REF! | #REF! | #REF! | #REF! |  | #REF! | #REF! | #REF! | #REF! |  | #REF! | #REF! | #REF! | #REF! |  | #REF! | #REF! | #REF! | #REF! |  | #REF! | #REF! | #REF! | #REF! |  | #REF! | #REF! | #REF! | #REF! |  | #REF! | #REF! | #REF! | #REF! |  | #REF! | #REF! | #REF! | #REF! |  | #REF! | #REF! | #REF! | #REF! |  | #REF! | #REF! | #REF! | #REF! |  | #REF! | #REF! | #REF! | #REF! |  | #REF! | #REF! | #REF! | #REF! |  | #REF! | #REF! | #REF! | #REF! | 26.64 | #REF! | #REF! | #REF! | #REF! |  | #REF! | #REF! | #REF! | #REF! |  | #REF! | #REF! | #REF! | #REF! |  | #REF! | #REF! | #REF! | #REF! |  | #REF! | #REF! | #REF! | #REF! |  | #REF! | #REF! | #REF! | #REF! |  | #REF! | #REF! | #REF! | #REF! | #REF! | #REF! | #REF! | #REF!
| Drainage & Service Ducts | Drains, sewers, piped culverts | 225mm dia carrier pipe; depth to invert not exceeding 2m, Type S in accordance with CC-SCD-00521 | m |  |  | #REF! | #REF! | #REF! | #REF! |  | #REF! | #REF! | #REF! | #REF! |  | #REF! | #REF! | #REF! | #REF! |  | #REF! | #REF! | #REF! | #REF! |  | #REF! | #REF! | #REF! | #REF! |  | #REF! | #REF! | #REF! | #REF! |  | #REF! | #REF! | #REF! | #REF! |  | #REF! | #REF! | #REF! | #REF! |  | #REF! | #REF! | #REF! | #REF! |  | #REF! | #REF! | #REF! | #REF! |  | #REF! | #REF! | #REF! | #REF! |  | #REF! | #REF! | #REF! | #REF! |  | #REF! | #REF! | #REF! | #REF! |  | #REF! | #REF! | #REF! | #REF! |  | #REF! | #REF! | #REF! | #REF! |  | #REF! | #REF! | #REF! | #REF! |  | #REF! | #REF! | #REF! | #REF! |  | #REF! | #REF! | #REF! | #REF! |  | #REF! | #REF! | #REF! | #REF! |  | #REF! | #REF! | #REF! | #REF! |  | #REF! | #REF! | #REF! | #REF! |  | #REF! | #REF! | #REF! | #REF! | 68.43 | #REF! | #REF! | #REF! | #REF! |  | #REF! | #REF! | #REF! | #REF! | #REF! | #REF! | #REF! | #REF! |  |  | Site Clearance | #REF! | #REF! | #REF!
| Drainage & Service Ducts | Drains, sewers, piped culverts | 225mm diameter concrete surface water pipe as per TII CC-SCD-00521 | m |  |  | #REF! | #REF! | #REF! | #REF! |  | #REF! | #REF! | #REF! | #REF! |  | #REF! | #REF! | #REF! | #REF! |  | #REF! | #REF! | #REF! | #REF! |  | #REF! | #REF! | #REF! | #REF! |  | #REF! | #REF! | #REF! | #REF! |  | #REF! | #REF! | #REF! | #REF! |  | #REF! | #REF! | #REF! | #REF! |  | #REF! | #REF! | #REF! | #REF! |  | #REF! | #REF! | #REF! | #REF! |  | #REF! | #REF! | #REF! | #REF! |  | #REF! | #REF! | #REF! | #REF! |  | #REF! | #REF! | #REF! | #REF! |  | #REF! | #REF! | #REF! | #REF! |  | #REF! | #REF! | #REF! | #REF! |  | #REF! | #REF! | #REF! | #REF! |  | #REF! | #REF! | #REF! | #REF! |  | #REF! | #REF! | #REF! | #REF! |  | #REF! | #REF! | #REF! | #REF! |  | #REF! | #REF! | #REF! | #REF! |  | #REF! | #REF! | #REF! | #REF! |  | #REF! | #REF! | #REF! | #REF! | 86.63 | #REF! | #REF! | #REF! | #REF! |  | #REF! | #REF! | #REF! | #REF! | #REF! | #REF! | #REF! | #REF! |  |  | Site Clearance | #REF! | #REF! | #REF!
500.2 | Drainage & Service Ducts | Drains, sewers, piped culverts | Drains or Sewers, 225mm diameter, Depths to invert not exceeding 2m, Average depth 1.5m, Type S in accordance with CC-SCD-00521, Construction to trench, In side slopes of cuttings or side slopes to embankments | m |  |  | #REF! | #REF! | #REF! |  |  | #REF! | #REF! | #REF! |  |  | #REF! | #REF! | #REF! |  |  | #REF! | #REF! | #REF! |  |  | #REF! | #REF! | #REF! |  |  | #REF! | #REF! | #REF! |  |  | #REF! | #REF! | #REF! |  |  | #REF! | #REF! | #REF! |  |  | #REF! | #REF! | #REF! |  |  | #REF! | #REF! | #REF! |  |  | #REF! | #REF! | #REF! |  |  | #REF! | #REF! | #REF! |  |  | #REF! | #REF! | #REF! |  |  | #REF! | #REF! | #REF! |  |  | #REF! | #REF! | #REF! |  |  | #REF! | #REF! | #REF! |  |  | #REF! | #REF! | #REF! |  | 44.94 | #REF! | #REF! | #REF! | #REF! |  | #REF! | #REF! | #REF! |  |  | #REF! | #REF! | #REF! |  |  | #REF! | #REF! | #REF! |  |  | #REF! | #REF! | #REF! |  |  | #REF! | #REF! | #REF! |  |  | #REF! | #REF! | #REF! |  | 0 | 0 | #REF! | #REF! | 0 | 0 | Site Clearance | #REF! | #REF! | #REF!
| Drainage & Service Ducts | Drains, sewers, piped culverts | 225mm diameter drain, depth to invert not exceeding 2m average depth to invert of 0.825m Constructed in trench, with bedding and surround Type N to RCD/500/21. | m |  |  | #REF! | #REF! | #REF! | #REF! |  | #REF! | #REF! | #REF! | #REF! |  | #REF! | #REF! | #REF! | #REF! |  | #REF! | #REF! | #REF! | #REF! |  | #REF! | #REF! | #REF! | #REF! |  | #REF! | #REF! | #REF! | #REF! |  | #REF! | #REF! | #REF! | #REF! |  | #REF! | #REF! | #REF! | #REF! |  | #REF! | #REF! | #REF! | #REF! |  | #REF! | #REF! | #REF! | #REF! |  | #REF! | #REF! | #REF! | #REF! |  | #REF! | #REF! | #REF! | #REF! |  | #REF! | #REF! | #REF! | #REF! |  | #REF! | #REF! | #REF! | #REF! |  | #REF! | #REF! | #REF! | #REF! |  | #REF! | #REF! | #REF! | #REF! |  | #REF! | #REF! | #REF! | #REF! | 25.04 | #REF! | #REF! | #REF! | #REF! |  | #REF! | #REF! | #REF! | #REF! |  | #REF! | #REF! | #REF! | #REF! |  | #REF! | #REF! | #REF! | #REF! |  | #REF! | #REF! | #REF! | #REF! |  | #REF! | #REF! | #REF! | #REF! |  | #REF! | #REF! | #REF! | #REF! | #REF! | #REF! | #REF! | #REF! |  |  | Site Clearance | #REF! | #REF! | #REF!
| Drainage & Service Ducts | Drains, sewers, piped culverts | 225mm diameter drain, depth to invert not exceeding 2m average depth to invert of 1.5m Constructed in trench, with concret bed and surround Type T to RCD/500/21. | m |  |  | #REF! | #REF! | #REF! | #REF! |  | #REF! | #REF! | #REF! | #REF! |  | #REF! | #REF! | #REF! | #REF! |  | #REF! | #REF! | #REF! | #REF! |  | #REF! | #REF! | #REF! | #REF! |  | #REF! | #REF! | #REF! | #REF! |  | #REF! | #REF! | #REF! | #REF! |  | #REF! | #REF! | #REF! | #REF! |  | #REF! | #REF! | #REF! | #REF! |  | #REF! | #REF! | #REF! | #REF! |  | #REF! | #REF! | #REF! | #REF! |  | #REF! | #REF! | #REF! | #REF! |  | #REF! | #REF! | #REF! | #REF! |  | #REF! | #REF! | #REF! | #REF! |  | #REF! | #REF! | #REF! | #REF! |  | #REF! | #REF! | #REF! | #REF! |  | #REF! | #REF! | #REF! | #REF! | 26.71 | #REF! | #REF! | #REF! | #REF! |  | #REF! | #REF! | #REF! | #REF! |  | #REF! | #REF! | #REF! | #REF! |  | #REF! | #REF! | #REF! | #REF! |  | #REF! | #REF! | #REF! | #REF! |  | #REF! | #REF! | #REF! | #REF! |  | #REF! | #REF! | #REF! | #REF! | #REF! | #REF! | #REF! | #REF! |  |  | Site Clearance | #REF! | #REF! | #REF!
| Drainage & Service Ducts | Drains, sewers, piped culverts | 225mm diameter drain; depth to invert not exceeding 2m with average depth to invert 1.5m Constructed in trench, with bedding and surround Type N to RCD/500/21. | m |  |  | #REF! | #REF! | #REF! | #REF! |  | #REF! | #REF! | #REF! | #REF! |  | #REF! | #REF! | #REF! | #REF! |  | #REF! | #REF! | #REF! | #REF! |  | #REF! | #REF! | #REF! | #REF! |  | #REF! | #REF! | #REF! | #REF! |  | #REF! | #REF! | #REF! | #REF! |  | #REF! | #REF! | #REF! | #REF! |  | #REF! | #REF! | #REF! | #REF! |  | #REF! | #REF! | #REF! | #REF! |  | #REF! | #REF! | #REF! | #REF! |  | #REF! | #REF! | #REF! | #REF! |  | #REF! | #REF! | #REF! | #REF! |  | #REF! | #REF! | #REF! | #REF! |  | #REF! | #REF! | #REF! | #REF! |  | #REF! | #REF! | #REF! | #REF! |  | #REF! | #REF! | #REF! | #REF! | 26.54 | #REF! | #REF! | #REF! | #REF! |  | #REF! | #REF! | #REF! | #REF! |  | #REF! | #REF! | #REF! | #REF! |  | #REF! | #REF! | #REF! | #REF! |  | #REF! | #REF! | #REF! | #REF! |  | #REF! | #REF! | #REF! | #REF! |  | #REF! | #REF! | #REF! | #REF! | #REF! | #REF! | #REF! | #REF!
[7 empty] | #REF! | #REF! | #REF! | #REF! |  | #REF! | #REF! | #REF! | #REF! |  | #REF! | #REF! | #REF! | #REF! |  | #REF! | #REF! | #REF! | #REF! |  | #REF! | #REF! | #REF! | #REF! |  | #REF! | #REF! | #REF! | #REF! |  | #REF! | #REF! | #REF! | #REF! |  | #REF! | #REF! | #REF! | #REF! |  | #REF! | #REF! | #REF! | #REF! |  | #REF! | #REF! | #REF! | #REF! |  | #REF! | #REF! | #REF! | #REF! |  | #REF! | #REF! | #REF! | #REF! |  | #REF! | #REF! | #REF! | #REF! |  | #REF! | #REF! | #REF! | #REF! |  | #REF! | #REF! | #REF! | #REF! |  | #REF! | #REF! | #REF! | #REF! |  | #REF! | #REF! | #REF! | #REF! |  | #REF! | #REF! | #REF! | #REF! |  | #REF! | #REF! | #REF! | #REF! |  | #REF! | #REF! | #REF! | #REF! |  | #REF! | #REF! | #REF! | #REF! |  | #REF! | #REF! | #REF! | #REF! |  | #REF! | #REF! | #REF! | #REF! |  | #REF! | #REF! | #REF! | #REF! | #REF! | #REF! | #REF! | #REF! |  |  | Timber | #REF! | #REF! | #REF!
| Drainage & Service Ducts | Drains, sewers, piped culverts | 450mm diameter drain; depth to invert not exceeding 2m; with average depth to invert 1.5m Constructed in trench, with bedding and surround Type N to RCD/500/21. | m |  |  | #REF! | #REF! | #REF! | #REF! |  | #REF! | #REF! | #REF! | #REF! |  | #REF! | #REF! | #REF! | #REF! |  | #REF! | #REF! | #REF! | #REF! |  | #REF! | #REF! | #REF! | #REF! |  | #REF! | #REF! | #REF! | #REF! |  | #REF! | #REF! | #REF! | #REF! |  | #REF! | #REF! | #REF! | #REF! |  | #REF! | #REF! | #REF! | #REF! |  | #REF! | #REF! | #REF! | #REF! |  | #REF! | #REF! | #REF! | #REF! |  | #REF! | #REF! | #REF! | #REF! |  | #REF! | #REF! | #REF! | #REF! |  | #REF! | #REF! | #REF! | #REF! |  | #REF! | #REF! | #REF! | #REF! |  | #REF! | #REF! | #REF! | #REF! |  | #REF! | #REF! | #REF! | #REF! | 54.9 | #REF! | #REF! | #REF! | #REF! |  | #REF! | #REF! | #REF! | #REF! |  | #REF! | #REF! | #REF! | #REF! |  | #REF! | #REF! | #REF! | #REF! |  | #REF! | #REF! | #REF! | #REF! |  | #REF! | #REF! | #REF! | #REF! |  | #REF! | #REF! | #REF! | #REF! | #REF! | #REF! | #REF! | #REF! |  |  | Timber | #REF! | #REF! | #REF!
[7 empty] | #REF! | #REF! | #REF! | #REF! |  | #REF! | #REF! | #REF! | #REF! |  | #REF! | #REF! | #REF! | #REF! |  | #REF! | #REF! | #REF! | #REF! |  | #REF! | #REF! | #REF! | #REF! |  | #REF! | #REF! | #REF! | #REF! |  | #REF! | #REF! | #REF! | #REF! |  | #REF! | #REF! | #REF! | #REF! |  | #REF! | #REF! | #REF! | #REF! |  | #REF! | #REF! | #REF! | #REF! |  | #REF! | #REF! | #REF! | #REF! |  | #REF! | #REF! | #REF! | #REF! |  | #REF! | #REF! | #REF! | #REF! |  | #REF! | #REF! | #REF! | #REF! |  | #REF! | #REF! | #REF! | #REF! |  | #REF! | #REF! | #REF! | #REF! |  | #REF! | #REF! | #REF! | #REF! |  | #REF! | #REF! | #REF! | #REF! |  | #REF! | #REF! | #REF! | #REF! |  | #REF! | #REF! | #REF! | #REF! |  | #REF! | #REF! | #REF! | #REF! |  | #REF! | #REF! | #REF! | #REF! |  | #REF! | #REF! | #REF! | #REF! |  | #REF! | #REF! | #REF! | #REF! | #REF! | #REF! | #REF! | #REF! |  |  | Timber | #REF! | #REF! | #REF!
| Drainage & Service Ducts | Drains, sewers, piped culverts | Concrete Pipes in Type S Bed & Surround CC-SCD-00521; Clause 808 backfill; constructed in trench; 150mm diameter; depth not exceeding 2m; average depth 1.2m; | m |  |  | #REF! | #REF! | #REF! | #REF! |  | #REF! | #REF! | #REF! | #REF! |  | #REF! | #REF! | #REF! | #REF! |  | #REF! | #REF! | #REF! | #REF! |  | #REF! | #REF! | #REF! | #REF! |  | #REF! | #REF! | #REF! | #REF! |  | #REF! | #REF! | #REF! | #REF! |  | #REF! | #REF! | #REF! | #REF! | 139 | #REF! | #REF! | #REF! | #REF! |  | #REF! | #REF! | #REF! | #REF! |  | #REF! | #REF! | #REF! | #REF! |  | #REF! | #REF! | #REF! | #REF! |  | #REF! | #REF! | #REF! | #REF! |  | #REF! | #REF! | #REF! | #REF! |  | #REF! | #REF! | #REF! | #REF! |  | #REF! | #REF! | #REF! | #REF! |  | #REF! | #REF! | #REF! | #REF! |  | #REF! | #REF! | #REF! | #REF! |  | #REF! | #REF! | #REF! | #REF! |  | #REF! | #REF! | #REF! | #REF! |  | #REF! | #REF! | #REF! | #REF! |  | #REF! | #REF! | #REF! | #REF! |  | #REF! | #REF! | #REF! | #REF! |  | #REF! | #REF! | #REF! | #REF! | #REF! | #REF! | #REF! | #REF! |  |  | Timber | #REF! | #REF! | #REF!
[7 empty] | #REF! | #REF! | #REF! | #REF! |  | #REF! | #REF! | #REF! | #REF! |  | #REF! | #REF! | #REF! | #REF! |  | #REF! | #REF! | #REF! | #REF! |  | #REF! | #REF! | #REF! | #REF! |  | #REF! | #REF! | #REF! | #REF! |  | #REF! | #REF! | #REF! | #REF! |  | #REF! | #REF! | #REF! | #REF! |  | #REF! | #REF! | #REF! | #REF! |  | #REF! | #REF! | #REF! | #REF! |  | #REF! | #REF! | #REF! | #REF! |  | #REF! | #REF! | #REF! | #REF! |  | #REF! | #REF! | #REF! | #REF! |  | #REF! | #REF! | #REF! | #REF! |  | #REF! | #REF! | #REF! | #REF! |  | #REF! | #REF! | #REF! | #REF! |  | #REF! | #REF! | #REF! | #REF! |  | #REF! | #REF! | #REF! | #REF! |  | #REF! | #REF! | #REF! | #REF! |  | #REF! | #REF! | #REF! | #REF! |  | #REF! | #REF! | #REF! | #REF! |  | #REF! | #REF! | #REF! | #REF! |  | #REF! | #REF! | #REF! | #REF! |  | #REF! | #REF! | #REF! | #REF! | #REF! | #REF! | #REF! | #REF! |  |  | Timber | #REF! | #REF! | #REF!
500.3 | Drainage & Service Ducts | Drains, sewers, piped culverts | Concrete Pipes in Type S Bed & Surround CC-SCD-00521; Clause 808 backfill; constructed in trench; 225mm diameter: depth not exceeding 2m; average depth 1.2m; | m |  |  | #REF! | #REF! | #REF! |  |  | #REF! | #REF! | #REF! |  |  | #REF! | #REF! | #REF! |  | 134.5 | #REF! | #REF! | #REF! | #REF! |  | #REF! | #REF! | #REF! |  |  | #REF! | #REF! | #REF! |  |  | #REF! | #REF! | #REF! |  |  | #REF! | #REF! | #REF! |  | 155 | #REF! | #REF! | #REF! | #REF! |  | #REF! | #REF! | #REF! |  |  | #REF! | #REF! | #REF! |  |  | #REF! | #REF! | #REF! |  |  | #REF! | #REF! | #REF! |  |  | #REF! | #REF! | #REF! |  |  | #REF! | #REF! | #REF! |  | 41 | #REF! | #REF! | #REF! | #REF! |  | #REF! | #REF! | #REF! |  |  | #REF! | #REF! | #REF! |  |  | #REF! | #REF! | #REF! |  |  | #REF! | #REF! | #REF! |  |  | #REF! | #REF! | #REF! |  |  | #REF! | #REF! | #REF! |  |  | #REF! | #REF! | #REF! |  |  | #REF! | #REF! | #REF! |  | #REF! | #REF! | 0 | 0 | #REF! | #REF! | No Amendment | #REF! | #REF! | #REF!
500.4 | Drainage & Service Ducts | Drains, sewers, piped culverts | Concrete pipes in Type S bed and surround NRA RCD 500/21; Clause 808 backfill; constructed in trench225mm diameter; depth exceeding 2m but not exceeding 4m; average depth 2.3m | m |  |  | #REF! | #REF! | #REF! |  |  | #REF! | #REF! | #REF! |  |  | #REF! | #REF! | #REF! |  | 151.36 | #REF! | #REF! | #REF! | #REF! |  | #REF! | #REF! | #REF! |  |  | #REF! | #REF! | #REF! |  |  | #REF! | #REF! | #REF! |  |  | #REF! | #REF! | #REF! |  |  | #REF! | #REF! | #REF! |  |  | #REF! | #REF! | #REF! |  |  | #REF! | #REF! | #REF! |  |  | #REF! | #REF! | #REF! |  |  | #REF! | #REF! | #REF! |  |  | #REF! | #REF! | #REF! |  |  | #REF! | #REF! | #REF! |  |  | #REF! | #REF! | #REF! |  |  | #REF! | #REF! | #REF! |  |  | #REF! | #REF! | #REF! |  |  | #REF! | #REF! | #REF! |  |  | #REF! | #REF! | #REF! |  |  | #REF! | #REF! | #REF! |  |  | #REF! | #REF! | #REF! |  |  | #REF! | #REF! | #REF! |  |  | #REF! | #REF! | #REF! |  | #REF! | #REF! | 0 | 0 | 0 | 0 | No Amendment | #REF! | #REF! | #REF!
| Drainage & Service Ducts | Drains, sewers, piped culverts | Concrete pipes in Type S bed and surround NRA RCD 500/21; Clause 808 backfill; constructed in trench; 225mm diameter; depth not exceeding 2m; average depth 1.20m | m |  |  | #REF! | #REF! | #REF! | #REF! |  | #REF! | #REF! | #REF! | #REF! |  | #REF! | #REF! | #REF! | #REF! |  | #REF! | #REF! | #REF! | #REF! |  | #REF! | #REF! | #REF! | #REF! |  | #REF! | #REF! | #REF! | #REF! |  | #REF! | #REF! | #REF! | #REF! |  | #REF! | #REF! | #REF! | #REF! |  | #REF! | #REF! | #REF! | #REF! |  | #REF! | #REF! | #REF! | #REF! |  | #REF! | #REF! | #REF! | #REF! |  | #REF! | #REF! | #REF! | #REF! |  | #REF! | #REF! | #REF! | #REF! |  | #REF! | #REF! | #REF! | #REF! |  | #REF! | #REF! | #REF! | #REF! | 41 | #REF! | #REF! | #REF! | #REF! |  | #REF! | #REF! | #REF! | #REF! |  | #REF! | #REF! | #REF! | #REF! |  | #REF! | #REF! | #REF! | #REF! |  | #REF! | #REF! | #REF! | #REF! |  | #REF! | #REF! | #REF! | #REF! |  | #REF! | #REF! | #REF! | #REF! |  | #REF! | #REF! | #REF! | #REF! |  | #REF! | #REF! | #REF! | #REF! | #REF! | #REF! | #REF! | #REF! |  |  | No Amendment | #REF! | #REF! | #REF!
| Drainage & Service Ducts | Drains, sewers, piped culverts | Concrete pipes in Type S bed and surround NRA RCD 500/21; Clause 808 backfill; constructed in trench; 225mm diameter; depth not exceeding 2m; average depth 1.90m | m |  |  | #REF! | #REF! | #REF! | #REF! |  | #REF! | #REF! | #REF! | #REF! |  | #REF! | #REF! | #REF! | #REF! | 117.64 | #REF! | #REF! | #REF! | #REF! |  | #REF! | #REF! | #REF! | #REF! |  | #REF! | #REF! | #REF! | #REF! |  | #REF! | #REF! | #REF! | #REF! |  | #REF! | #REF! | #REF! | #REF! |  | #REF! | #REF! | #REF! | #REF! |  | #REF! | #REF! | #REF! | #REF! |  | #REF! | #REF! | #REF! | #REF! |  | #REF! | #REF! | #REF! | #REF! |  | #REF! | #REF! | #REF! | #REF! |  | #REF! | #REF! | #REF! | #REF! |  | #REF! | #REF! | #REF! | #REF! |  | #REF! | #REF! | #REF! | #REF! |  | #REF! | #REF! | #REF! | #REF! |  | #REF! | #REF! | #REF! | #REF! |  | #REF! | #REF! | #REF! | #REF! |  | #REF! | #REF! | #REF! | #REF! |  | #REF! | #REF! | #REF! | #REF! |  | #REF! | #REF! | #REF! | #REF! |  | #REF! | #REF! | #REF! | #REF! |  | #REF! | #REF! | #REF! | #REF! | #REF! | #REF! | #REF! | #REF! |  |  | No Amendment | #REF! | #REF! | #REF!
[7 empty] | #REF! | #REF! | #REF! | #REF! |  | #REF! | #REF! | #REF! | #REF! |  | #REF! | #REF! | #REF! | #REF! |  | #REF! | #REF! | #REF! | #REF! |  | #REF! | #REF! | #REF! | #REF! |  | #REF! | #REF! | #REF! | #REF! |  | #REF! | #REF! | #REF! | #REF! |  | #REF! | #REF! | #REF! | #REF! |  | #REF! | #REF! | #REF! | #REF! |  | #REF! | #REF! | #REF! | #REF! |  | #REF! | #REF! | #REF! | #REF! |  | #REF! | #REF! | #REF! | #REF! |  | #REF! | #REF! | #REF! | #REF! |  | #REF! | #REF! | #REF! | #REF! |  | #REF! | #REF! | #REF! | #REF! |  | #REF! | #REF! | #REF! | #REF! |  | #REF! | #REF! | #REF! | #REF! |  | #REF! | #REF! | #REF! | #REF! |  | #REF! | #REF! | #REF! | #REF! |  | #REF! | #REF! | #REF! | #REF! |  | #REF! | #REF! | #REF! | #REF! |  | #REF! | #REF! | #REF! | #REF! |  | #REF! | #REF! | #REF! | #REF! |  | #REF! | #REF! | #REF! | #REF! | #REF! | #REF! | #REF! | #REF! |  |  | Timber | #REF! | #REF! | #REF!
500.5 | Drainage & Service Ducts | Drains, sewers, piped culverts | Concrete pipes in Type S bed and surround NRA RCD 500/21; Clause 808 backfill; constructed in trench; 300mm diameter; depth exceeding 2m but not exceeding 4m; average depth 2.3m | m |  |  | #REF! | #REF! | #REF! |  |  | #REF! | #REF! | #REF! |  |  | #REF! | #REF! | #REF! |  | 153.55 | #REF! | #REF! | #REF! | #REF! |  | #REF! | #REF! | #REF! |  |  | #REF! | #REF! | #REF! |  |  | #REF! | #REF! | #REF! |  |  | #REF! | #REF! | #REF! |  |  | #REF! | #REF! | #REF! |  |  | #REF! | #REF! | #REF! |  |  | #REF! | #REF! | #REF! |  |  | #REF! | #REF! | #REF! |  |  | #REF! | #REF! | #REF! |  |  | #REF! | #REF! | #REF! |  |  | #REF! | #REF! | #REF! |  |  | #REF! | #REF! | #REF! |  |  | #REF! | #REF! | #REF! |  |  | #REF! | #REF! | #REF! |  |  | #REF! | #REF! | #REF! |  |  | #REF! | #REF! | #REF! |  |  | #REF! | #REF! | #REF! |  |  | #REF! | #REF! | #REF! |  |  | #REF! | #REF! | #REF! |  |  | #REF! | #REF! | #REF! |  | #REF! | #REF! | 0 | 0 | 0 | 0 | No Amendment | #REF! | #REF! | #REF!
| Drainage & Service Ducts | Drains, sewers, piped culverts | Concrete pipes in Type S bed and surround NRA RCD 500/21; Clause 808 backfill; constructed in trench; 300mm diameter; depth not exceeding 2m; average depth 1.9m | m |  |  | #REF! | #REF! | #REF! | #REF! |  | #REF! | #REF! | #REF! | #REF! |  | #REF! | #REF! | #REF! | #REF! | 131.07 | #REF! | #REF! | #REF! | #REF! |  | #REF! | #REF! | #REF! | #REF! |  | #REF! | #REF! | #REF! | #REF! |  | #REF! | #REF! | #REF! | #REF! |  | #REF! | #REF! | #REF! | #REF! |  | #REF! | #REF! | #REF! | #REF! |  | #REF! | #REF! | #REF! | #REF! |  | #REF! | #REF! | #REF! | #REF! |  | #REF! | #REF! | #REF! | #REF! |  | #REF! | #REF! | #REF! | #REF! |  | #REF! | #REF! | #REF! | #REF! |  | #REF! | #REF! | #REF! | #REF! |  | #REF! | #REF! | #REF! | #REF! |  | #REF! | #REF! | #REF! | #REF! |  | #REF! | #REF! | #REF! | #REF! |  | #REF! | #REF! | #REF! | #REF! |  | #REF! | #REF! | #REF! | #REF! |  | #REF! | #REF! | #REF! | #REF! |  | #REF! | #REF! | #REF! | #REF! |  | #REF! | #REF! | #REF! | #REF! |  | #REF! | #REF! | #REF! | #REF! | #REF! | #REF! | #REF! | #REF! |  |  | Timber | #REF! | #REF! | #REF!
[7 empty] | #REF! | #REF! | #REF! | #REF! |  | #REF! | #REF! | #REF! | #REF! |  | #REF! | #REF! | #REF! | #REF! |  | #REF! | #REF! | #REF! | #REF! |  | #REF! | #REF! | #REF! | #REF! |  | #REF! | #REF! | #REF! | #REF! |  | #REF! | #REF! | #REF! | #REF! |  | #REF! | #REF! | #REF! | #REF! |  | #REF! | #REF! | #REF! | #REF! |  | #REF! | #REF! | #REF! | #REF! |  | #REF! | #REF! | #REF! | #REF! |  | #REF! | #REF! | #REF! | #REF! |  | #REF! | #REF! | #REF! | #REF! |  | #REF! | #REF! | #REF! | #REF! |  | #REF! | #REF! | #REF! | #REF! |  | #REF! | #REF! | #REF! | #REF! |  | #REF! | #REF! | #REF! | #REF! |  | #REF! | #REF! | #REF! | #REF! |  | #REF! | #REF! | #REF! | #REF! |  | #REF! | #REF! | #REF! | #REF! |  | #REF! | #REF! | #REF! | #REF! |  | #REF! | #REF! | #REF! | #REF! |  | #REF! | #REF! | #REF! | #REF! |  | #REF! | #REF! | #REF! | #REF! | #REF! | #REF! | #REF! | #REF! |  |  | Steel | #REF! | #REF! | #REF!
| Drainage & Service Ducts | Drains, sewers, piped culverts | Concrete pipes in Type S bed and surround NRA RCD 500/21; Clause 808 backfill; constructed in trench; 375mm diameter; depth exceeding 2m but not exceeding 4m; Average depth 2.3m | m |  |  | #REF! | #REF! | #REF! | #REF! |  | #REF! | #REF! | #REF! | #REF! |  | #REF! | #REF! | #REF! | #REF! | 168.92 | #REF! | #REF! | #REF! | #REF! |  | #REF! | #REF! | #REF! | #REF! |  | #REF! | #REF! | #REF! | #REF! |  | #REF! | #REF! | #REF! | #REF! |  | #REF! | #REF! | #REF! | #REF! |  | #REF! | #REF! | #REF! | #REF! |  | #REF! | #REF! | #REF! | #REF! |  | #REF! | #REF! | #REF! | #REF! |  | #REF! | #REF! | #REF! | #REF! |  | #REF! | #REF! | #REF! | #REF! |  | #REF! | #REF! | #REF! | #REF! |  | #REF! | #REF! | #REF! | #REF! |  | #REF! | #REF! | #REF! | #REF! |  | #REF! | #REF! | #REF! | #REF! |  | #REF! | #REF! | #REF! | #REF! |  | #REF! | #REF! | #REF! | #REF! |  | #REF! | #REF! | #REF! | #REF! |  | #REF! | #REF! | #REF! | #REF! |  | #REF! | #REF! | #REF! | #REF! |  | #REF! | #REF! | #REF! | #REF! |  | #REF! | #REF! | #REF! | #REF! | #REF! | #REF! | #REF! | #REF! |  |  | Steel | #REF! | #REF! | #REF!
[7 empty] | #REF! | #REF! | #REF! | #REF! |  | #REF! | #REF! | #REF! | #REF! |  | #REF! | #REF! | #REF! | #REF! |  | #REF! | #REF! | #REF! | #REF! |  | #REF! | #REF! | #REF! | #REF! |  | #REF! | #REF! | #REF! | #REF! |  | #REF! | #REF! | #REF! | #REF! |  | #REF! | #REF! | #REF! | #REF! |  | #REF! | #REF! | #REF! | #REF! |  | #REF! | #REF! | #REF! | #REF! |  | #REF! | #REF! | #REF! | #REF! |  | #REF! | #REF! | #REF! | #REF! |  | #REF! | #REF! | #REF! | #REF! |  | #REF! | #REF! | #REF! | #REF! |  | #REF! | #REF! | #REF! | #REF! |  | #REF! | #REF! | #REF! | #REF! |  | #REF! | #REF! | #REF! | #REF! |  | #REF! | #REF! | #REF! | #REF! |  | #REF! | #REF! | #REF! | #REF! |  | #REF! | #REF! | #REF! | #REF! |  | #REF! | #REF! | #REF! | #REF! |  | #REF! | #REF! | #REF! | #REF! |  | #REF! | #REF! | #REF! | #REF! |  | #REF! | #REF! | #REF! | #REF! | #REF! | #REF! | #REF! | #REF! |  |  | Steel | #REF! | #REF! | #REF!
| Drainage & Service Ducts | Drains, sewers, piped culverts | Concrete pipes in Type S bed and surround NRA RCD 500/21; Clause 808 backfill; constructed in trench; 450mm diameter; depth exceeding 2m but not exceeding 4m; average depth 2.5m | m |  |  | #REF! | #REF! | #REF! | #REF! |  | #REF! | #REF! | #REF! | #REF! |  | #REF! | #REF! | #REF! | #REF! | 205.39 | #REF! | #REF! | #REF! | #REF! |  | #REF! | #REF! | #REF! | #REF! |  | #REF! | #REF! | #REF! | #REF! |  | #REF! | #REF! | #REF! | #REF! |  | #REF! | #REF! | #REF! | #REF! |  | #REF! | #REF! | #REF! | #REF! |  | #REF! | #REF! | #REF! | #REF! |  | #REF! | #REF! | #REF! | #REF! |  | #REF! | #REF! | #REF! | #REF! |  | #REF! | #REF! | #REF! | #REF! |  | #REF! | #REF! | #REF! | #REF! |  | #REF! | #REF! | #REF! | #REF! |  | #REF! | #REF! | #REF! | #REF! |  | #REF! | #REF! | #REF! | #REF! |  | #REF! | #REF! | #REF! | #REF! |  | #REF! | #REF! | #REF! | #REF! |  | #REF! | #REF! | #REF! | #REF! |  | #REF! | #REF! | #REF! | #REF! |  | #REF! | #REF! | #REF! | #REF! |  | #REF! | #REF! | #REF! | #REF! |  | #REF! | #REF! | #REF! | #REF! | #REF! | #REF! | #REF! | #REF! |  |  | Steel | #REF! | #REF! | #REF!
[7 empty] | #REF! | #REF! | #REF! | #REF! |  | #REF! | #REF! | #REF! | #REF! |  | #REF! | #REF! | #REF! | #REF! |  | #REF! | #REF! | #REF! | #REF! |  | #REF! | #REF! | #REF! | #REF! |  | #REF! | #REF! | #REF! | #REF! |  | #REF! | #REF! | #REF! | #REF! |  | #REF! | #REF! | #REF! | #REF! |  | #REF! | #REF! | #REF! | #REF! |  | #REF! | #REF! | #REF! | #REF! |  | #REF! | #REF! | #REF! | #REF! |  | #REF! | #REF! | #REF! | #REF! |  | #REF! | #REF! | #REF! | #REF! |  | #REF! | #REF! | #REF! | #REF! |  | #REF! | #REF! | #REF! | #REF! |  | #REF! | #REF! | #REF! | #REF! |  | #REF! | #REF! | #REF! | #REF! |  | #REF! | #REF! | #REF! | #REF! |  | #REF! | #REF! | #REF! | #REF! |  | #REF! | #REF! | #REF! | #REF! |  | #REF! | #REF! | #REF! | #REF! |  | #REF! | #REF! | #REF! | #REF! |  | #REF! | #REF! | #REF! | #REF! |  | #REF! | #REF! | #REF! | #REF! | #REF! | #REF! | #REF! | #REF! |  |  | Steel | #REF! | #REF! | #REF!
| Drainage & Service Ducts | Drains, sewers, piped culverts | Drains; 500mm open drain; depths to invert not exceeding 1 metres, average depth 0.3 metres | m |  |  | #REF! | #REF! | #REF! | #REF! |  | #REF! | #REF! | #REF! | #REF! |  | #REF! | #REF! | #REF! | #REF! |  | #REF! | #REF! | #REF! | #REF! |  | #REF! | #REF! | #REF! | #REF! |  | #REF! | #REF! | #REF! | #REF! |  | #REF! | #REF! | #REF! | #REF! |  | #REF! | #REF! | #REF! | #REF! |  | #REF! | #REF! | #REF! | #REF! |  | #REF! | #REF! | #REF! | #REF! |  | #REF! | #REF! | #REF! | #REF! |  | #REF! | #REF! | #REF! | #REF! |  | #REF! | #REF! | #REF! | #REF! |  | #REF! | #REF! | #REF! | #REF! |  | #REF! | #REF! | #REF! | #REF! |  | #REF! | #REF! | #REF! | #REF! |  | #REF! | #REF! | #REF! | #REF! |  | #REF! | #REF! | #REF! | #REF! | 19.25 | #REF! | #REF! | #REF! | #REF! |  | #REF! | #REF! | #REF! | #REF! |  | #REF! | #REF! | #REF! | #REF! |  | #REF! | #REF! | #REF! | #REF! |  | #REF! | #REF! | #REF! | #REF! |  | #REF! | #REF! | #REF! | #REF! | #REF! | #REF! | #REF! | #REF! |  |  | Steel | #REF! | #REF! | #REF!
[7 empty] | #REF! | #REF! | #REF! | #REF! |  | #REF! | #REF! | #REF! | #REF! |  | #REF! | #REF! | #REF! | #REF! |  | #REF! | #REF! | #REF! | #REF! |  | #REF! | #REF! | #REF! | #REF! |  | #REF! | #REF! | #REF! | #REF! |  | #REF! | #REF! | #REF! | #REF! |  | #REF! | #REF! | #REF! | #REF! |  | #REF! | #REF! | #REF! | #REF! |  | #REF! | #REF! | #REF! | #REF! |  | #REF! | #REF! | #REF! | #REF! |  | #REF! | #REF! | #REF! | #REF! |  | #REF! | #REF! | #REF! | #REF! |  | #REF! | #REF! | #REF! | #REF! |  | #REF! | #REF! | #REF! | #REF! |  | #REF! | #REF! | #REF! | #REF! |  | #REF! | #REF! | #REF! | #REF! |  | #REF! | #REF! | #REF! | #REF! |  | #REF! | #REF! | #REF! | #REF! |  | #REF! | #REF! | #REF! | #REF! |  | #REF! | #REF! | #REF! | #REF! |  | #REF! | #REF! | #REF! | #REF! |  | #REF! | #REF! | #REF! | #REF! |  | #REF! | #REF! | #REF! | #REF! | #REF! | #REF! | #REF! | #REF! |  |  | Steel | #REF! | #REF! | #REF!
| Drainage & Service Ducts | Drains, sewers, piped culverts | Drains; sealed drain; 1200mm uPVC pipe; Type S bed and surround; depths to invert not exceeding 1 metres, average depth 1 metres; construction in trench in verge | m |  |  | #REF! | #REF! | #REF! | #REF! |  | #REF! | #REF! | #REF! | #REF! |  | #REF! | #REF! | #REF! | #REF! |  | #REF! | #REF! | #REF! | #REF! |  | #REF! | #REF! | #REF! | #REF! |  | #REF! | #REF! | #REF! | #REF! |  | #REF! | #REF! | #REF! | #REF! |  | #REF! | #REF! | #REF! | #REF! |  | #REF! | #REF! | #REF! | #REF! |  | #REF! | #REF! | #REF! | #REF! |  | #REF! | #REF! | #REF! | #REF! |  | #REF! | #REF! | #REF! | #REF! |  | #REF! | #REF! | #REF! | #REF! |  | #REF! | #REF! | #REF! | #REF! |  | #REF! | #REF! | #REF! | #REF! |  | #REF! | #REF! | #REF! | #REF! |  | #REF! | #REF! | #REF! | #REF! |  | #REF! | #REF! | #REF! | #REF! | 390.25 | #REF! | #REF! | #REF! | #REF! |  | #REF! | #REF! | #REF! | #REF! |  | #REF! | #REF! | #REF! | #REF! |  | #REF! | #REF! | #REF! | #REF! |  | #REF! | #REF! | #REF! | #REF! |  | #REF! | #REF! | #REF! | #REF! | #REF! | #REF! | #REF! | #REF! |  |  | Steel | #REF! | #REF! | #REF!
[7 empty] | #REF! | #REF! | #REF! | #REF! |  | #REF! | #REF! | #REF! | #REF! |  | #REF! | #REF! | #REF! | #REF! |  | #REF! | #REF! | #REF! | #REF! |  | #REF! | #REF! | #REF! | #REF! |  | #REF! | #REF! | #REF! | #REF! |  | #REF! | #REF! | #REF! | #REF! |  | #REF! | #REF! | #REF! | #REF! |  | #REF! | #REF! | #REF! | #REF! |  | #REF! | #REF! | #REF! | #REF! |  | #REF! | #REF! | #REF! | #REF! |  | #REF! | #REF! | #REF! | #REF! |  | #REF! | #REF! | #REF! | #REF! |  | #REF! | #REF! | #REF! | #REF! |  | #REF! | #REF! | #REF! | #REF! |  | #REF! | #REF! | #REF! | #REF! |  | #REF! | #REF! | #REF! | #REF! |  | #REF! | #REF! | #REF! | #REF! |  | #REF! | #REF! | #REF! | #REF! |  | #REF! | #REF! | #REF! | #REF! |  | #REF! | #REF! | #REF! | #REF! |  | #REF! | #REF! | #REF! | #REF! |  | #REF! | #REF! | #REF! | #REF! |  | #REF! | #REF! | #REF! | #REF! | #REF! | #REF! | #REF! | #REF! |  |  | Steel | #REF! | #REF! | #REF!
| Drainage & Service Ducts | Drains, sewers, piped culverts | Drains; sealed drain; 900mm uPVC pipe; Type S bed and surround; depths to invert not exceeding 1 metres, average depth 1 metres; construction in trench in verge | m |  |  | #REF! | #REF! | #REF! | #REF! |  | #REF! | #REF! | #REF! | #REF! |  | #REF! | #REF! | #REF! | #REF! |  | #REF! | #REF! | #REF! | #REF! |  | #REF! | #REF! | #REF! | #REF! |  | #REF! | #REF! | #REF! | #REF! |  | #REF! | #REF! | #REF! | #REF! |  | #REF! | #REF! | #REF! | #REF! |  | #REF! | #REF! | #REF! | #REF! |  | #REF! | #REF! | #REF! | #REF! |  | #REF! | #REF! | #REF! | #REF! |  | #REF! | #REF! | #REF! | #REF! |  | #REF! | #REF! | #REF! | #REF! |  | #REF! | #REF! | #REF! | #REF! |  | #REF! | #REF! | #REF! | #REF! |  | #REF! | #REF! | #REF! | #REF! |  | #REF! | #REF! | #REF! | #REF! |  | #REF! | #REF! | #REF! | #REF! | 279.4 | #REF! | #REF! | #REF! | #REF! |  | #REF! | #REF! | #REF! | #REF! |  | #REF! | #REF! | #REF! | #REF! |  | #REF! | #REF! | #REF! | #REF! |  | #REF! | #REF! | #REF! | #REF! |  | #REF! | #REF! | #REF! | #REF! | #REF! | #REF! | #REF! | #REF! |  |  | Steel | #REF! | #REF! | #REF!
[7 empty] | #REF! | #REF! | #REF! | #REF! |  | #REF! | #REF! | #REF! | #REF! |  | #REF! | #REF! | #REF! | #REF! |  | #REF! | #REF! | #REF! | #REF! |  | #REF! | #REF! | #REF! | #REF! |  | #REF! | #REF! | #REF! | #REF! |  | #REF! | #REF! | #REF! | #REF! |  | #REF! | #REF! | #REF! | #REF! |  | #REF! | #REF! | #REF! | #REF! |  | #REF! | #REF! | #REF! | #REF! |  | #REF! | #REF! | #REF! | #REF! |  | #REF! | #REF! | #REF! | #REF! |  | #REF! | #REF! | #REF! | #REF! |  | #REF! | #REF! | #REF! | #REF! |  | #REF! | #REF! | #REF! | #REF! |  | #REF! | #REF! | #REF! | #REF! |  | #REF! | #REF! | #REF! | #REF! |  | #REF! | #REF! | #REF! | #REF! |  | #REF! | #REF! | #REF! | #REF! |  | #REF! | #REF! | #REF! | #REF! |  | #REF! | #REF! | #REF! | #REF! |  | #REF! | #REF! | #REF! | #REF! |  | #REF! | #REF! | #REF! | #REF! |  | #REF! | #REF! | #REF! | #REF! | #REF! | #REF! | #REF! | #REF! |  |  | Steel | #REF! | #REF! | #REF!
[7 empty] | #REF! | #REF! | #REF! | #REF! |  | #REF! | #REF! | #REF! | #REF! |  | #REF! | #REF! | #REF! | #REF! |  | #REF! | #REF! | #REF! | #REF! |  | #REF! | #REF! | #REF! | #REF! |  | #REF! | #REF! | #REF! | #REF! |  | #REF! | #REF! | #REF! | #REF! |  | #REF! | #REF! | #REF! | #REF! |  | #REF! | #REF! | #REF! | #REF! |  | #REF! | #REF! | #REF! | #REF! |  | #REF! | #REF! | #REF! | #REF! |  | #REF! | #REF! | #REF! | #REF! |  | #REF! | #REF! | #REF! | #REF! |  | #REF! | #REF! | #REF! | #REF! |  | #REF! | #REF! | #REF! | #REF! |  | #REF! | #REF! | #REF! | #REF! |  | #REF! | #REF! | #REF! | #REF! |  | #REF! | #REF! | #REF! | #REF! |  | #REF! | #REF! | #REF! | #REF! |  | #REF! | #REF! | #REF! | #REF! |  | #REF! | #REF! | #REF! | #REF! |  | #REF! | #REF! | #REF! | #REF! |  | #REF! | #REF! | #REF! | #REF! |  | #REF! | #REF! | #REF! | #REF! | #REF! | #REF! | #REF! | #REF! |  |  | Steel | #REF! | #REF! | #REF!
500.6 | Drainage & Service Ducts | Drains, sewers, piped culverts | SN4 uPVC pipes in Type Z (ST4 Concrete) Bed & Surround NRA RCD 500/21; Clause 808 backfill; constructed in trench; surface water; 110mm diameter; ACO drain connections; depth not exceeding 2m. Average depth 0.5m | m |  |  | #REF! | #REF! | #REF! |  |  | #REF! | #REF! | #REF! |  |  | #REF! | #REF! | #REF! |  | 32.92 | #REF! | #REF! | #REF! | #REF! |  | #REF! | #REF! | #REF! |  |  | #REF! | #REF! | #REF! |  |  | #REF! | #REF! | #REF! |  |  | #REF! | #REF! | #REF! |  |  | #REF! | #REF! | #REF! |  |  | #REF! | #REF! | #REF! |  |  | #REF! | #REF! | #REF! |  |  | #REF! | #REF! | #REF! |  |  | #REF! | #REF! | #REF! |  |  | #REF! | #REF! | #REF! |  |  | #REF! | #REF! | #REF! |  |  | #REF! | #REF! | #REF! |  |  | #REF! | #REF! | #REF! |  |  | #REF! | #REF! | #REF! |  |  | #REF! | #REF! | #REF! |  |  | #REF! | #REF! | #REF! |  |  | #REF! | #REF! | #REF! |  |  | #REF! | #REF! | #REF! |  |  | #REF! | #REF! | #REF! |  |  | #REF! | #REF! | #REF! |  | #REF! | #REF! | 0 | 0 | 0 | 0 | Steel | #REF! | #REF! | #REF!
[7 empty] | #REF! | #REF! | #REF! | #REF! |  | #REF! | #REF! | #REF! | #REF! |  | #REF! | #REF! | #REF! | #REF! |  | #REF! | #REF! | #REF! | #REF! |  | #REF! | #REF! | #REF! | #REF! |  | #REF! | #REF! | #REF! | #REF! |  | #REF! | #REF! | #REF! | #REF! |  | #REF! | #REF! | #REF! | #REF! |  | #REF! | #REF! | #REF! | #REF! |  | #REF! | #REF! | #REF! | #REF! |  | #REF! | #REF! | #REF! | #REF! |  | #REF! | #REF! | #REF! | #REF! |  | #REF! | #REF! | #REF! | #REF! |  | #REF! | #REF! | #REF! | #REF! |  | #REF! | #REF! | #REF! | #REF! |  | #REF! | #REF! | #REF! | #REF! |  | #REF! | #REF! | #REF! | #REF! |  | #REF! | #REF! | #REF! | #REF! |  | #REF! | #REF! | #REF! | #REF! |  | #REF! | #REF! | #REF! | #REF! |  | #REF! | #REF! | #REF! | #REF! |  | #REF! | #REF! | #REF! | #REF! |  | #REF! | #REF! | #REF! | #REF! |  | #REF! | #REF! | #REF! | #REF! | #REF! | #REF! | #REF! | #REF! |  |  | Steel | #REF! | #REF! | #REF!
| Drainage & Service Ducts | Drains, sewers, piped culverts | Concrete Pipes in Type Z Bed & Surround CC-SCD-00521; Mix ST4 backfill; constructed in trench; 150mm diameter (gully leads); depth exceeding 2m but not 4m; average depth 2.2m; | m |  |  | #REF! | #REF! | #REF! | #REF! |  | #REF! | #REF! | #REF! | #REF! |  | #REF! | #REF! | #REF! | #REF! |  | #REF! | #REF! | #REF! | #REF! |  | #REF! | #REF! | #REF! | #REF! |  | #REF! | #REF! | #REF! | #REF! |  | #REF! | #REF! | #REF! | #REF! |  | #REF! | #REF! | #REF! | #REF! | 460 | #REF! | #REF! | #REF! | #REF! |  | #REF! | #REF! | #REF! | #REF! |  | #REF! | #REF! | #REF! | #REF! |  | #REF! | #REF! | #REF! | #REF! |  | #REF! | #REF! | #REF! | #REF! |  | #REF! | #REF! | #REF! | #REF! |  | #REF! | #REF! | #REF! | #REF! |  | #REF! | #REF! | #REF! | #REF! |  | #REF! | #REF! | #REF! | #REF! |  | #REF! | #REF! | #REF! | #REF! |  | #REF! | #REF! | #REF! | #REF! |  | #REF! | #REF! | #REF! | #REF! |  | #REF! | #REF! | #REF! | #REF! |  | #REF! | #REF! | #REF! | #REF! |  | #REF! | #REF! | #REF! | #REF! |  | #REF! | #REF! | #REF! | #REF! | #REF! | #REF! | #REF! | #REF! |  |  | Steel | #REF! | #REF! | #REF!
500.7 | Drainage & Service Ducts | Drains, sewers, piped culverts | Concrete pipes in type Z bed & surround CC-SCD-00521; Mix ST4 backfill; constructed in trench; surface water; 150mm diameter (gully leads); depth not exceeding 2m; average depth 1.2m | m |  |  | #REF! | #REF! | #REF! |  |  | #REF! | #REF! | #REF! |  |  | #REF! | #REF! | #REF! |  | 102.96 | #REF! | #REF! | #REF! | #REF! |  | #REF! | #REF! | #REF! |  |  | #REF! | #REF! | #REF! |  | 119.51 | #REF! | #REF! | #REF! | #REF! |  | #REF! | #REF! | #REF! |  |  | #REF! | #REF! | #REF! |  |  | #REF! | #REF! | #REF! |  |  | #REF! | #REF! | #REF! |  |  | #REF! | #REF! | #REF! |  |  | #REF! | #REF! | #REF! |  |  | #REF! | #REF! | #REF! |  |  | #REF! | #REF! | #REF! |  | 43 | #REF! | #REF! | #REF! | #REF! |  | #REF! | #REF! | #REF! |  |  | #REF! | #REF! | #REF! |  |  | #REF! | #REF! | #REF! |  |  | #REF! | #REF! | #REF! |  |  | #REF! | #REF! | #REF! |  |  | #REF! | #REF! | #REF! |  |  | #REF! | #REF! | #REF! |  | 45 | #REF! | #REF! | #REF! | #REF! | #REF! | #REF! | #REF! | #REF! | #REF! | #REF! | Steel | #REF! | #REF! | #REF! |  | No rates provided from a TII project to compare against.
| Drainage & Service Ducts | Drains, sewers, piped culverts | Concrete pipes in Type Z bed and surround NRA RCD 500/21; Mix ST4 backfill; constructed in trench; 150mm diameter (Gully leads); depth not exceeding 2m; average depth 1.3m | m |  |  | #REF! | #REF! | #REF! | #REF! |  | #REF! | #REF! | #REF! | #REF! |  | #REF! | #REF! | #REF! | #REF! |  | #REF! | #REF! | #REF! | #REF! |  | #REF! | #REF! | #REF! | #REF! |  | #REF! | #REF! | #REF! | #REF! |  | #REF! | #REF! | #REF! | #REF! |  | #REF! | #REF! | #REF! | #REF! |  | #REF! | #REF! | #REF! | #REF! |  | #REF! | #REF! | #REF! | #REF! |  | #REF! | #REF! | #REF! | #REF! |  | #REF! | #REF! | #REF! | #REF! |  | #REF! | #REF! | #REF! | #REF! |  | #REF! | #REF! | #REF! | #REF! |  | #REF! | #REF! | #REF! | #REF! | 43 | #REF! | #REF! | #REF! | #REF! |  | #REF! | #REF! | #REF! | #REF! |  | #REF! | #REF! | #REF! | #REF! |  | #REF! | #REF! | #REF! | #REF! |  | #REF! | #REF! | #REF! | #REF! |  | #REF! | #REF! | #REF! | #REF! |  | #REF! | #REF! | #REF! | #REF! |  | #REF! | #REF! | #REF! | #REF! |  | #REF! | #REF! | #REF! | #REF! | #REF! | #REF! | #REF! | #REF! |  |  | Steel | #REF! | #REF! | #REF! |  | No rates provided from a TII project to compare against.
500.8 | Drainage & Service Ducts | Drains, sewers, piped culverts | Concrete pipes in Type Z bed and surround NRA RCD 500/21; Mix ST4 backfill; constructed in trench; 150mm diameter (Gully leads); depth to invert exceeding 2 metres but not exceeding 4 metres; average depth 2.20m | m |  |  | #REF! | #REF! | #REF! |  |  | #REF! | #REF! | #REF! |  |  | #REF! | #REF! | #REF! |  | 213.1 | #REF! | #REF! | #REF! | #REF! |  | #REF! | #REF! | #REF! |  |  | #REF! | #REF! | #REF! |  | 119.51 | #REF! | #REF! | #REF! | #REF! |  | #REF! | #REF! | #REF! |  |  | #REF! | #REF! | #REF! |  |  | #REF! | #REF! | #REF! |  |  | #REF! | #REF! | #REF! |  |  | #REF! | #REF! | #REF! |  |  | #REF! | #REF! | #REF! |  |  | #REF! | #REF! | #REF! |  |  | #REF! | #REF! | #REF! |  | 95 | #REF! | #REF! | #REF! | #REF! |  | #REF! | #REF! | #REF! |  |  | #REF! | #REF! | #REF! |  |  | #REF! | #REF! | #REF! |  |  | #REF! | #REF! | #REF! |  |  | #REF! | #REF! | #REF! |  |  | #REF! | #REF! | #REF! |  |  | #REF! | #REF! | #REF! |  |  | #REF! | #REF! | #REF! |  | #REF! | #REF! | 0 | 0 | #REF! | #REF! | Timber | #REF! | #REF! | #REF!
| Drainage & Service Ducts | Drains, sewers, piped culverts | Concrete pipes in type Z bed & surround CC-SCD-00521; Mix ST4 backfill; constructed in trench; surface water; 150mm diameter (outlet from combined drainage and kerb system); depth not exceeding 2m; average depth 1.2m | m |  |  | #REF! | #REF! | #REF! | #REF! |  | #REF! | #REF! | #REF! | #REF! |  | #REF! | #REF! | #REF! | #REF! |  | #REF! | #REF! | #REF! | #REF! |  | #REF! | #REF! | #REF! | #REF! |  | #REF! | #REF! | #REF! | #REF! | 119.51 | #REF! | #REF! | #REF! | #REF! |  | #REF! | #REF! | #REF! | #REF! |  | #REF! | #REF! | #REF! | #REF! |  | #REF! | #REF! | #REF! | #REF! |  | #REF! | #REF! | #REF! | #REF! |  | #REF! | #REF! | #REF! | #REF! |  | #REF! | #REF! | #REF! | #REF! |  | #REF! | #REF! | #REF! | #REF! |  | #REF! | #REF! | #REF! | #REF! |  | #REF! | #REF! | #REF! | #REF! |  | #REF! | #REF! | #REF! | #REF! |  | #REF! | #REF! | #REF! | #REF! |  | #REF! | #REF! | #REF! | #REF! |  | #REF! | #REF! | #REF! | #REF! |  | #REF! | #REF! | #REF! | #REF! |  | #REF! | #REF! | #REF! | #REF! |  | #REF! | #REF! | #REF! | #REF! |  | #REF! | #REF! | #REF! | #REF! | #REF! | #REF! | #REF! | #REF! |  |  | Timber | #REF! | #REF! | #REF!
| Drainage & Service Ducts | Drains, sewers, piped culverts | Concrete pipes in type Z bed & surround CC-SCD-00521; Mix ST4 backfill; constructed in trench; surface water; 150mm diameter (outlet from filter drains); depth not exceeding 2m; average depth 0.75m | m |  |  | #REF! | #REF! | #REF! | #REF! |  | #REF! | #REF! | #REF! | #REF! |  | #REF! | #REF! | #REF! | #REF! |  | #REF! | #REF! | #REF! | #REF! |  | #REF! | #REF! | #REF! | #REF! |  | #REF! | #REF! | #REF! | #REF! | 119.51 | #REF! | #REF! | #REF! | #REF! |  | #REF! | #REF! | #REF! | #REF! |  | #REF! | #REF! | #REF! | #REF! |  | #REF! | #REF! | #REF! | #REF! |  | #REF! | #REF! | #REF! | #REF! |  | #REF! | #REF! | #REF! | #REF! |  | #REF! | #REF! | #REF! | #REF! |  | #REF! | #REF! | #REF! | #REF! |  | #REF! | #REF! | #REF! | #REF! |  | #REF! | #REF! | #REF! | #REF! |  | #REF! | #REF! | #REF! | #REF! |  | #REF! | #REF! | #REF! | #REF! |  | #REF! | #REF! | #REF! | #REF! |  | #REF! | #REF! | #REF! | #REF! |  | #REF! | #REF! | #REF! | #REF! |  | #REF! | #REF! | #REF! | #REF! |  | #REF! | #REF! | #REF! | #REF! |  | #REF! | #REF! | #REF! | #REF! | #REF! | #REF! | #REF! | #REF! |  |  | Steel | #REF! | #REF! | #REF!
| Drainage & Service Ducts | Drains, sewers, piped culverts | SN4 uPVC pipes in Type Z (ST4 Concrete) Bed & Surround NRA RCD 500/21; Clause 808 backfill; constructed in trench; surface water; 150mm diameter; gully connections; depth exceeding 2m but not exceeding 4m; average depth 2.8m | m |  |  | #REF! | #REF! | #REF! | #REF! |  | #REF! | #REF! | #REF! | #REF! |  | #REF! | #REF! | #REF! | #REF! | 213.1 | #REF! | #REF! | #REF! | #REF! |  | #REF! | #REF! | #REF! | #REF! |  | #REF! | #REF! | #REF! | #REF! |  | #REF! | #REF! | #REF! | #REF! |  | #REF! | #REF! | #REF! | #REF! |  | #REF! | #REF! | #REF! | #REF! |  | #REF! | #REF! | #REF! | #REF! |  | #REF! | #REF! | #REF! | #REF! |  | #REF! | #REF! | #REF! | #REF! |  | #REF! | #REF! | #REF! | #REF! |  | #REF! | #REF! | #REF! | #REF! |  | #REF! | #REF! | #REF! | #REF! |  | #REF! | #REF! | #REF! | #REF! |  | #REF! | #REF! | #REF! | #REF! |  | #REF! | #REF! | #REF! | #REF! |  | #REF! | #REF! | #REF! | #REF! |  | #REF! | #REF! | #REF! | #REF! |  | #REF! | #REF! | #REF! | #REF! |  | #REF! | #REF! | #REF! | #REF! |  | #REF! | #REF! | #REF! | #REF! |  | #REF! | #REF! | #REF! | #REF! | #REF! | #REF! | #REF! | #REF! |  |  | Steel | #REF! | #REF! | #REF!
| Drainage & Service Ducts | Drains, sewers, piped culverts | SN4 uPVC pipes in Type Z (ST4 Concrete) Bed & Surround NRA RCD 500/21; Clause 808 backfill; constructed in trench; surface water; 150mm diameter; gully leaders; depth not exceeding 2m. Average depth 1.8m | m |  |  | #REF! | #REF! | #REF! | #REF! |  | #REF! | #REF! | #REF! | #REF! |  | #REF! | #REF! | #REF! | #REF! | 102.96 | #REF! | #REF! | #REF! | #REF! |  | #REF! | #REF! | #REF! | #REF! |  | #REF! | #REF! | #REF! | #REF! |  | #REF! | #REF! | #REF! | #REF! |  | #REF! | #REF! | #REF! | #REF! |  | #REF! | #REF! | #REF! | #REF! |  | #REF! | #REF! | #REF! | #REF! |  | #REF! | #REF! | #REF! | #REF! |  | #REF! | #REF! | #REF! | #REF! |  | #REF! | #REF! | #REF! | #REF! |  | #REF! | #REF! | #REF! | #REF! |  | #REF! | #REF! | #REF! | #REF! |  | #REF! | #REF! | #REF! | #REF! |  | #REF! | #REF! | #REF! | #REF! |  | #REF! | #REF! | #REF! | #REF! |  | #REF! | #REF! | #REF! | #REF! |  | #REF! | #REF! | #REF! | #REF! |  | #REF! | #REF! | #REF! | #REF! |  | #REF! | #REF! | #REF! | #REF! |  | #REF! | #REF! | #REF! | #REF! |  | #REF! | #REF! | #REF! | #REF! | #REF! | #REF! | #REF! | #REF! |  |  | Timber | #REF! | #REF! | #REF!
| Drainage & Service Ducts | Drains, sewers, piped culverts | Supply & Lay Complete Drainage Pipes 150mm Internal Dia Surface water drain in accordance with NRA RCD/500/21 Type Z. Excavate, dispose of spoil material off site, Trench depth not exceeding 1.50m | m |  |  | #REF! | #REF! | #REF! | #REF! |  | #REF! | #REF! | #REF! | #REF! |  | #REF! | #REF! | #REF! | #REF! |  | #REF! | #REF! | #REF! | #REF! |  | #REF! | #REF! | #REF! | #REF! |  | #REF! | #REF! | #REF! | #REF! |  | #REF! | #REF! | #REF! | #REF! |  | #REF! | #REF! | #REF! | #REF! |  | #REF! | #REF! | #REF! | #REF! |  | #REF! | #REF! | #REF! | #REF! |  | #REF! | #REF! | #REF! | #REF! |  | #REF! | #REF! | #REF! | #REF! |  | #REF! | #REF! | #REF! | #REF! |  | #REF! | #REF! | #REF! | #REF! |  | #REF! | #REF! | #REF! | #REF! |  | #REF! | #REF! | #REF! | #REF! |  | #REF! | #REF! | #REF! | #REF! |  | #REF! | #REF! | #REF! | #REF! |  | #REF! | #REF! | #REF! | #REF! |  | #REF! | #REF! | #REF! | #REF! |  | #REF! | #REF! | #REF! | #REF! |  | #REF! | #REF! | #REF! | #REF! |  | #REF! | #REF! | #REF! | #REF! | 45 | #REF! | #REF! | #REF! | #REF! | #REF! | #REF! | #REF! | #REF! |  |  | Timber | #REF! | #REF! | #REF!
| Drainage & Service Ducts | Concrete Pipes in Type Z Bed & Surround CC-SCD-00521; Mix ST4 backfill; constructed in trench; | 150mm diameter (gully leads); depth not exceeding 2m; average depth 1.2m; | m |  |  | #REF! | #REF! | #REF! | #REF! |  | #REF! | #REF! | #REF! | #REF! |  | #REF! | #REF! | #REF! | #REF! |  | #REF! | #REF! | #REF! | #REF! |  | #REF! | #REF! | #REF! | #REF! |  | #REF! | #REF! | #REF! | #REF! |  | #REF! | #REF! | #REF! | #REF! |  | #REF! | #REF! | #REF! | #REF! | 300 | #REF! | #REF! | #REF! | #REF! |  | #REF! | #REF! | #REF! | #REF! |  | #REF! | #REF! | #REF! | #REF! |  | #REF! | #REF! | #REF! | #REF! |  | #REF! | #REF! | #REF! | #REF! |  | #REF! | #REF! | #REF! | #REF! |  | #REF! | #REF! | #REF! | #REF! |  | #REF! | #REF! | #REF! | #REF! |  | #REF! | #REF! | #REF! | #REF! |  | #REF! | #REF! | #REF! | #REF! |  | #REF! | #REF! | #REF! | #REF! |  | #REF! | #REF! | #REF! | #REF! |  | #REF! | #REF! | #REF! | #REF! |  | #REF! | #REF! | #REF! | #REF! |  | #REF! | #REF! | #REF! | #REF! |  | #REF! | #REF! | #REF! | #REF! | #REF! | #REF! | #REF! | #REF! |  |  | Timber | #REF! | #REF! | #REF!
[7 empty] | #REF! | #REF! | #REF! | #REF! |  | #REF! | #REF! | #REF! | #REF! |  | #REF! | #REF! | #REF! | #REF! |  | #REF! | #REF! | #REF! | #REF! |  | #REF! | #REF! | #REF! | #REF! |  | #REF! | #REF! | #REF! | #REF! |  | #REF! | #REF! | #REF! | #REF! |  | #REF! | #REF! | #REF! | #REF! |  | #REF! | #REF! | #REF! | #REF! |  | #REF! | #REF! | #REF! | #REF! |  | #REF! | #REF! | #REF! | #REF! |  | #REF! | #REF! | #REF! | #REF! |  | #REF! | #REF! | #REF! | #REF! |  | #REF! | #REF! | #REF! | #REF! |  | #REF! | #REF! | #REF! | #REF! |  | #REF! | #REF! | #REF! | #REF! |  | #REF! | #REF! | #REF! | #REF! |  | #REF! | #REF! | #REF! | #REF! |  | #REF! | #REF! | #REF! | #REF! |  | #REF! | #REF! | #REF! | #REF! |  | #REF! | #REF! | #REF! | #REF! |  | #REF! | #REF! | #REF! | #REF! |  | #REF! | #REF! | #REF! | #REF! |  | #REF! | #REF! | #REF! | #REF! | #REF! | #REF! | #REF! | #REF! |  |  | Timber | #REF! | #REF! | #REF!
500.9 | Drainage & Service Ducts | Drains, sewers, piped culverts | Concrete pipes in type Z bed & surround CC-SCD-00521; Mix ST4 backfill; constructed in trench; surface water; 225mm diameter pipe; depth not exceeding 2m; average depth 1m | m |  |  | #REF! | #REF! | #REF! |  |  | #REF! | #REF! | #REF! |  |  | #REF! | #REF! | #REF! |  | 91.57 | #REF! | #REF! | #REF! | #REF! |  | #REF! | #REF! | #REF! |  |  | #REF! | #REF! | #REF! |  | 84.35 | #REF! | #REF! | #REF! | #REF! |  | #REF! | #REF! | #REF! |  | 435 | #REF! | #REF! | #REF! | #REF! |  | #REF! | #REF! | #REF! |  |  | #REF! | #REF! | #REF! |  |  | #REF! | #REF! | #REF! |  |  | #REF! | #REF! | #REF! |  |  | #REF! | #REF! | #REF! |  |  | #REF! | #REF! | #REF! |  |  | #REF! | #REF! | #REF! |  |  | #REF! | #REF! | #REF! |  |  | #REF! | #REF! | #REF! |  |  | #REF! | #REF! | #REF! |  |  | #REF! | #REF! | #REF! |  |  | #REF! | #REF! | #REF! |  |  | #REF! | #REF! | #REF! |  |  | #REF! | #REF! | #REF! |  |  | #REF! | #REF! | #REF! |  | #REF! | #REF! | 0 | 0 | #REF! | #REF! | Timber | #REF! | #REF! | #REF!
| Drainage & Service Ducts | Drains, sewers, piped culverts | Concrete Pipes in Type Z Bed & Surround CC-SCD-00521; Mix ST4 backfill; constructed in trench; 225mm diameter: depth not exceeding 2m; average depth 1.2m; |  | 105 |  | #REF! | #REF! | #REF! | #REF! |  | #REF! | #REF! | #REF! | #REF! |  | #REF! | #REF! | #REF! | #REF! |  | #REF! | #REF! | #REF! | #REF! |  | #REF! | #REF! | #REF! | #REF! |  | #REF! | #REF! | #REF! | #REF! |  | #REF! | #REF! | #REF! | #REF! |  | #REF! | #REF! | #REF! | #REF! | 435 | #REF! | #REF! | #REF! | #REF! |  | #REF! | #REF! | #REF! | #REF! |  | #REF! | #REF! | #REF! | #REF! |  | #REF! | #REF! | #REF! | #REF! |  | #REF! | #REF! | #REF! | #REF! |  | #REF! | #REF! | #REF! | #REF! |  | #REF! | #REF! | #REF! | #REF! |  | #REF! | #REF! | #REF! | #REF! |  | #REF! | #REF! | #REF! | #REF! |  | #REF! | #REF! | #REF! | #REF! |  | #REF! | #REF! | #REF! | #REF! |  | #REF! | #REF! | #REF! | #REF! |  | #REF! | #REF! | #REF! | #REF! |  | #REF! | #REF! | #REF! | #REF! |  | #REF! | #REF! | #REF! | #REF! |  | #REF! | #REF! | #REF! | #REF! | #REF! | #REF! | #REF! | #REF! |  |  | Timber | #REF! | #REF! | #REF!
| Drainage & Service Ducts | Drains, sewers, piped culverts | Concrete pipes in Type Z (ST4 Concrete) bed and surround NRA RCD 500/21; Clause 808 backfill; constructed in trench; surface water; 225mm diameter; depth not exceeding 2m; average depth 1.4m | m |  |  | #REF! | #REF! | #REF! | #REF! |  | #REF! | #REF! | #REF! | #REF! |  | #REF! | #REF! | #REF! | #REF! | 91.57 | #REF! | #REF! | #REF! | #REF! |  | #REF! | #REF! | #REF! | #REF! |  | #REF! | #REF! | #REF! | #REF! |  | #REF! | #REF! | #REF! | #REF! |  | #REF! | #REF! | #REF! | #REF! |  | #REF! | #REF! | #REF! | #REF! |  | #REF! | #REF! | #REF! | #REF! |  | #REF! | #REF! | #REF! | #REF! |  | #REF! | #REF! | #REF! | #REF! |  | #REF! | #REF! | #REF! | #REF! |  | #REF! | #REF! | #REF! | #REF! |  | #REF! | #REF! | #REF! | #REF! |  | #REF! | #REF! | #REF! | #REF! |  | #REF! | #REF! | #REF! | #REF! |  | #REF! | #REF! | #REF! | #REF! |  | #REF! | #REF! | #REF! | #REF! |  | #REF! | #REF! | #REF! | #REF! |  | #REF! | #REF! | #REF! | #REF! |  | #REF! | #REF! | #REF! | #REF! |  | #REF! | #REF! | #REF! | #REF! |  | #REF! | #REF! | #REF! | #REF! | #REF! | #REF! | #REF! | #REF! |  |  | Timber | #REF! | #REF! | #REF!
[7 empty] | #REF! | #REF! | #REF! | #REF! |  | #REF! | #REF! | #REF! | #REF! |  | #REF! | #REF! | #REF! | #REF! |  | #REF! | #REF! | #REF! | #REF! |  | #REF! | #REF! | #REF! | #REF! |  | #REF! | #REF! | #REF! | #REF! |  | #REF! | #REF! | #REF! | #REF! |  | #REF! | #REF! | #REF! | #REF! |  | #REF! | #REF! | #REF! | #REF! |  | #REF! | #REF! | #REF! | #REF! |  | #REF! | #REF! | #REF! | #REF! |  | #REF! | #REF! | #REF! | #REF! |  | #REF! | #REF! | #REF! | #REF! |  | #REF! | #REF! | #REF! | #REF! |  | #REF! | #REF! | #REF! | #REF! |  | #REF! | #REF! | #REF! | #REF! |  | #REF! | #REF! | #REF! | #REF! |  | #REF! | #REF! | #REF! | #REF! |  | #REF! | #REF! | #REF! | #REF! |  | #REF! | #REF! | #REF! | #REF! |  | #REF! | #REF! | #REF! | #REF! |  | #REF! | #REF! | #REF! | #REF! |  | #REF! | #REF! | #REF! | #REF! |  | #REF! | #REF! | #REF! | #REF! | #REF! | #REF! | #REF! | #REF! |  |  | Timber | #REF! | #REF! | #REF!
| Drainage & Service Ducts | Drains, sewers, piped culverts | Concrete pipes in Type Z (ST4 Concrete) bed and surround NRA RCD 500/21; Clause 808 backfill; constructed in trench; surface water; 300mm diameter; depth exceeding 2m but not exceeding 4m; average depth 2.8m | m |  |  | #REF! | #REF! | #REF! | #REF! |  | #REF! | #REF! | #REF! | #REF! |  | #REF! | #REF! | #REF! | #REF! | 234.1 | #REF! | #REF! | #REF! | #REF! |  | #REF! | #REF! | #REF! | #REF! |  | #REF! | #REF! | #REF! | #REF! |  | #REF! | #REF! | #REF! | #REF! |  | #REF! | #REF! | #REF! | #REF! |  | #REF! | #REF! | #REF! | #REF! |  | #REF! | #REF! | #REF! | #REF! |  | #REF! | #REF! | #REF! | #REF! |  | #REF! | #REF! | #REF! | #REF! |  | #REF! | #REF! | #REF! | #REF! |  | #REF! | #REF! | #REF! | #REF! |  | #REF! | #REF! | #REF! | #REF! |  | #REF! | #REF! | #REF! | #REF! |  | #REF! | #REF! | #REF! | #REF! |  | #REF! | #REF! | #REF! | #REF! |  | #REF! | #REF! | #REF! | #REF! |  | #REF! | #REF! | #REF! | #REF! |  | #REF! | #REF! | #REF! | #REF! |  | #REF! | #REF! | #REF! | #REF! |  | #REF! | #REF! | #REF! | #REF! |  | #REF! | #REF! | #REF! | #REF! | #REF! | #REF! | #REF! | #REF! |  |  | Timber | #REF! | #REF! | #REF!
| Drainage & Service Ducts | Drains, sewers, piped culverts | Concrete pipes in Type Z (ST4 Concrete) bed and surround NRA RCD 500/21; Clause 808 backfill; constructed in trench; surface water; 300mm diameter; depth not exceeding 2m; average depth 1.4m | m |  |  | #REF! | #REF! | #REF! | #REF! |  | #REF! | #REF! | #REF! | #REF! |  | #REF! | #REF! | #REF! | #REF! | 105.98 | #REF! | #REF! | #REF! | #REF! |  | #REF! | #REF! | #REF! | #REF! |  | #REF! | #REF! | #REF! | #REF! |  | #REF! | #REF! | #REF! | #REF! |  | #REF! | #REF! | #REF! | #REF! |  | #REF! | #REF! | #REF! | #REF! |  | #REF! | #REF! | #REF! | #REF! |  | #REF! | #REF! | #REF! | #REF! |  | #REF! | #REF! | #REF! | #REF! |  | #REF! | #REF! | #REF! | #REF! |  | #REF! | #REF! | #REF! | #REF! |  | #REF! | #REF! | #REF! | #REF! |  | #REF! | #REF! | #REF! | #REF! |  | #REF! | #REF! | #REF! | #REF! |  | #REF! | #REF! | #REF! | #REF! |  | #REF! | #REF! | #REF! | #REF! |  | #REF! | #REF! | #REF! | #REF! |  | #REF! | #REF! | #REF! | #REF! |  | #REF! | #REF! | #REF! | #REF! |  | #REF! | #REF! | #REF! | #REF! |  | #REF! | #REF! | #REF! | #REF! | #REF! | #REF! | #REF! | #REF! |  |  | Timber | #REF! | #REF! | #REF!
[22 empty] | #REF! | #REF! | #REF! | #REF! |  | #REF! | #REF! | #REF! | #REF! |  | #REF! | #REF! | #REF! | #REF! |  | #REF! | #REF! | #REF! | #REF! |  | #REF! | #REF! | #REF! | #REF! |  | #REF! | #REF! | #REF! | #REF! |  | #REF! | #REF! | #REF! | #REF! |  | #REF! | #REF! | #REF! | #REF! |  | #REF! | #REF! | #REF! | #REF! |  | #REF! | #REF! | #REF! | #REF! |  | #REF! | #REF! | #REF! | #REF! |  | #REF! | #REF! | #REF! | #REF! |  | #REF! | #REF! | #REF! | #REF! |  | #REF! | #REF! | #REF! | #REF! |  | #REF! | #REF! | #REF! | #REF! |  | #REF! | #REF! | #REF! | #REF! |  | #REF! | #REF! | #REF! | #REF! |  | #REF! | #REF! | #REF! | #REF! |  | #REF! | #REF! | #REF! | #REF! |  | #REF! | #REF! | #REF! | #REF! |  | #REF! | #REF! | #REF! | #REF! | #REF! | #REF! | #REF! | #REF! |  |  | Timber | #REF! | #REF! | #REF!
| Drainage & Service Ducts | Drains, sewers, piped culverts | Concrete pipes in Type Z (ST4 Concrete) bed and surround NRA RCD 500/21; Clause 808 backfill; constructed in trench; surface water; 375mm diameter; depth exceeding 2m but not exceeding 4m. Average depth 2.8m | m | [16 empty] | 244.45 | #REF! | #REF! | #REF! | #REF! |  | #REF! | #REF! | #REF! | #REF! |  | #REF! | #REF! | #REF! | #REF! |  | #REF! | #REF! | #REF! | #REF! |  | #REF! | #REF! | #REF! | #REF! |  | #REF! | #REF! | #REF! | #REF! |  | #REF! | #REF! | #REF! | #REF! |  | #REF! | #REF! | #REF! | #REF! |  | #REF! | #REF! | #REF! | #REF! |  | #REF! | #REF! | #REF! | #REF! |  | #REF! | #REF! | #REF! | #REF! |  | #REF! | #REF! | #REF! | #REF! |  | #REF! | #REF! | #REF! | #REF! |  | #REF! | #REF! | #REF! | #REF! |  | #REF! | #REF! | #REF! | #REF! |  | #REF! | #REF! | #REF! | #REF! |  | #REF! | #REF! | #REF! | #REF! |  | #REF! | #REF! | #REF! | #REF! |  | #REF! | #REF! | #REF! | #REF! |  | #REF! | #REF! | #REF! | #REF! |  | #REF! | #REF! | #REF! | #REF! | #REF! | #REF! | #REF! | #REF! |  |  | Timber | #REF! | #REF! | #REF!
| Drainage & Service Ducts | Drains, sewers, piped culverts | Concrete pipes in Type Z (ST4 Concrete) bed and surround NRA RCD 500/21; Clause 808 backfill; constructed in trench; surface water; 375mm diameter; depth exceeding 2m but not exceeding 4m; Average depth 2.8m | m | [16 empty] | 124.75 | #REF! | #REF! | #REF! | #REF! |  | #REF! | #REF! | #REF! | #REF! |  | #REF! | #REF! | #REF! | #REF! |  | #REF! | #REF! | #REF! | #REF! |  | #REF! | #REF! | #REF! | #REF! |  | #REF! | #REF! | #REF! | #REF! |  | #REF! | #REF! | #REF! | #REF! |  | #REF! | #REF! | #REF! | #REF! |  | #REF! | #REF! | #REF! | #REF! |  | #REF! | #REF! | #REF! | #REF! |  | #REF! | #REF! | #REF! | #REF! |  | #REF! | #REF! | #REF! | #REF! |  | #REF! | #REF! | #REF! | #REF! |  | #REF! | #REF! | #REF! | #REF! |  | #REF! | #REF! | #REF! | #REF! |  | #REF! | #REF! | #REF! | #REF! |  | #REF! | #REF! | #REF! | #REF! |  | #REF! | #REF! | #REF! | #REF! |  | #REF! | #REF! | #REF! | #REF! |  | #REF! | #REF! | #REF! | #REF! |  | #REF! | #REF! | #REF! | #REF! | #REF! | #REF! | #REF! | #REF! |  |  | Timber | #REF! | #REF! | #REF!
[22 empty] | #REF! | #REF! | #REF! | #REF! |  | #REF! | #REF! | #REF! | #REF! |  | #REF! | #REF! | #REF! | #REF! |  | #REF! | #REF! | #REF! | #REF! |  | #REF! | #REF! | #REF! | #REF! |  | #REF! | #REF! | #REF! | #REF! |  | #REF! | #REF! | #REF! | #REF! |  | #REF! | #REF! | #REF! | #REF! |  | #REF! | #REF! | #REF! | #REF! |  | #REF! | #REF! | #REF! | #REF! |  | #REF! | #REF! | #REF! | #REF! |  | #REF! | #REF! | #REF! | #REF! |  | #REF! | #REF! | #REF! | #REF! |  | #REF! | #REF! | #REF! | #REF! |  | #REF! | #REF! | #REF! | #REF! |  | #REF! | #REF! | #REF! | #REF! |  | #REF! | #REF! | #REF! | #REF! |  | #REF! | #REF! | #REF! | #REF! |  | #REF! | #REF! | #REF! | #REF! |  | #REF! | #REF! | #REF! | #REF! |  | #REF! | #REF! | #REF! | #REF! | #REF! | #REF! | #REF! | #REF! |  |  | Timber | #REF! | #REF! | #REF!
| Drainage & Service Ducts | Drains, sewers, piped culverts | Surface water carrier drains; 450mm diameter drain, type Z bed and surround; depth to invert not exceeding 2 metres; Average depth 1.4m; Constructed in trench | m |  |  | #REF! | #REF! | #REF! | #REF! | 130.22 | #REF! | #REF! | #REF! | #REF! |  | #REF! | #REF! | #REF! | #REF! |  | #REF! | #REF! | #REF! | #REF! |  | #REF! | #REF! | #REF! | #REF! |  | #REF! | #REF! | #REF! | #REF! |  | #REF! | #REF! | #REF! | #REF! |  | #REF! | #REF! | #REF! | #REF! |  | #REF! | #REF! | #REF! | #REF! |  | #REF! | #REF! | #REF! | #REF! |  | #REF! | #REF! | #REF! | #REF! |  | #REF! | #REF! | #REF! | #REF! |  | #REF! | #REF! | #REF! | #REF! |  | #REF! | #REF! | #REF! | #REF! |  | #REF! | #REF! | #REF! | #REF! |  | #REF! | #REF! | #REF! | #REF! |  | #REF! | #REF! | #REF! | #REF! |  | #REF! | #REF! | #REF! | #REF! |  | #REF! | #REF! | #REF! | #REF! |  | #REF! | #REF! | #REF! | #REF! |  | #REF! | #REF! | #REF! | #REF! |  | #REF! | #REF! | #REF! | #REF! |  | #REF! | #REF! | #REF! | #REF! |  | #REF! | #REF! | #REF! | #REF! | #REF! | #REF! | #REF! | #REF! |  |  | Timber | #REF! | #REF! | #REF!
| Drainage & Service Ducts | Drains, sewers, piped culverts | Concrete pipes in Type Z (ST4 Concrete) bed and surround NRA RCD 500/21; Clause 808 backfill; constructed in trench; surface water; 450mm diameter; depth exceeding 2m but not exceeding 4m; average depth 2.5m | m |  |  | #REF! | #REF! | #REF! | #REF! |  | #REF! | #REF! | #REF! | #REF! |  | #REF! | #REF! | #REF! | #REF! | 233.36 | #REF! | #REF! | #REF! | #REF! |  | #REF! | #REF! | #REF! | #REF! |  | #REF! | #REF! | #REF! | #REF! |  | #REF! | #REF! | #REF! | #REF! |  | #REF! | #REF! | #REF! | #REF! |  | #REF! | #REF! | #REF! | #REF! |  | #REF! | #REF! | #REF! | #REF! |  | #REF! | #REF! | #REF! | #REF! |  | #REF! | #REF! | #REF! | #REF! |  | #REF! | #REF! | #REF! | #REF! |  | #REF! | #REF! | #REF! | #REF! |  | #REF! | #REF! | #REF! | #REF! |  | #REF! | #REF! | #REF! | #REF! |  | #REF! | #REF! | #REF! | #REF! |  | #REF! | #REF! | #REF! | #REF! |  | #REF! | #REF! | #REF! | #REF! |  | #REF! | #REF! | #REF! | #REF! |  | #REF! | #REF! | #REF! | #REF! |  | #REF! | #REF! | #REF! | #REF! |  | #REF! | #REF! | #REF! | #REF! |  | #REF! | #REF! | #REF! | #REF! | #REF! | #REF! | #REF! | #REF! |  |  | Timber | #REF! | #REF! | #REF!
[7 empty] | #REF! | #REF! | #REF! | #REF! |  | #REF! | #REF! | #REF! | #REF! |  | #REF! | #REF! | #REF! | #REF! |  | #REF! | #REF! | #REF! | #REF! |  | #REF! | #REF! | #REF! | #REF! |  | #REF! | #REF! | #REF! | #REF! |  | #REF! | #REF! | #REF! | #REF! |  | #REF! | #REF! | #REF! | #REF! |  | #REF! | #REF! | #REF! | #REF! |  | #REF! | #REF! | #REF! | #REF! |  | #REF! | #REF! | #REF! | #REF! |  | #REF! | #REF! | #REF! | #REF! |  | #REF! | #REF! | #REF! | #REF! |  | #REF! | #REF! | #REF! | #REF! |  | #REF! | #REF! | #REF! | #REF! |  | #REF! | #REF! | #REF! | #REF! |  | #REF! | #REF! | #REF! | #REF! |  | #REF! | #REF! | #REF! | #REF! |  | #REF! | #REF! | #REF! | #REF! |  | #REF! | #REF! | #REF! | #REF! |  | #REF! | #REF! | #REF! | #REF! |  | #REF! | #REF! | #REF! | #REF! |  | #REF! | #REF! | #REF! | #REF! |  | #REF! | #REF! | #REF! | #REF! | #REF! | #REF! | #REF! | #REF! |  |  | Timber | #REF! | #REF! | #REF!
| Drainage & Service Ducts | Drains, sewers, piped culverts | Surface water carrier drains; 525mm diameter drain, type Z bed and surround; depth to invert not exceeding 2 metres; Average depth 1.525m; Constructed in trench | m |  |  | #REF! | #REF! | #REF! | #REF! | 177.46 | #REF! | #REF! | #REF! | #REF! |  | #REF! | #REF! | #REF! | #REF! |  | #REF! | #REF! | #REF! | #REF! |  | #REF! | #REF! | #REF! | #REF! |  | #REF! | #REF! | #REF! | #REF! |  | #REF! | #REF! | #REF! | #REF! |  | #REF! | #REF! | #REF! | #REF! |  | #REF! | #REF! | #REF! | #REF! |  | #REF! | #REF! | #REF! | #REF! |  | #REF! | #REF! | #REF! | #REF! |  | #REF! | #REF! | #REF! | #REF! |  | #REF! | #REF! | #REF! | #REF! |  | #REF! | #REF! | #REF! | #REF! |  | #REF! | #REF! | #REF! | #REF! |  | #REF! | #REF! | #REF! | #REF! |  | #REF! | #REF! | #REF! | #REF! |  | #REF! | #REF! | #REF! | #REF! |  | #REF! | #REF! | #REF! | #REF! |  | #REF! | #REF! | #REF! | #REF! |  | #REF! | #REF! | #REF! | #REF! |  | #REF! | #REF! | #REF! | #REF! |  | #REF! | #REF! | #REF! | #REF! |  | #REF! | #REF! | #REF! | #REF! | #REF! | #REF! | #REF! | #REF! |  |  | Timber | #REF! | #REF! | #REF!
[7 empty] | #REF! | #REF! | #REF! | #REF! |  | #REF! | #REF! | #REF! | #REF! |  | #REF! | #REF! | #REF! | #REF! |  | #REF! | #REF! | #REF! | #REF! |  | #REF! | #REF! | #REF! | #REF! |  | #REF! | #REF! | #REF! | #REF! |  | #REF! | #REF! | #REF! | #REF! |  | #REF! | #REF! | #REF! | #REF! |  | #REF! | #REF! | #REF! | #REF! |  | #REF! | #REF! | #REF! | #REF! |  | #REF! | #REF! | #REF! | #REF! |  | #REF! | #REF! | #REF! | #REF! |  | #REF! | #REF! | #REF! | #REF! |  | #REF! | #REF! | #REF! | #REF! |  | #REF! | #REF! | #REF! | #REF! |  | #REF! | #REF! | #REF! | #REF! |  | #REF! | #REF! | #REF! | #REF! |  | #REF! | #REF! | #REF! | #REF! |  | #REF! | #REF! | #REF! | #REF! |  | #REF! | #REF! | #REF! | #REF! |  | #REF! | #REF! | #REF! | #REF! |  | #REF! | #REF! | #REF! | #REF! |  | #REF! | #REF! | #REF! | #REF! |  | #REF! | #REF! | #REF! | #REF! | #REF! | #REF! | #REF! | #REF! |  |  | Timber | #REF! | #REF! | #REF!
| Drainage & Service Ducts | Drains, sewers, piped culverts | Piped culverts; 1200mm internal diameter x 1 pipes; depths to invert not exceeding 2 metres average depth 1.5m - surface water drains, - trench and bedding details (CC-SCD-00521) Type T Construction to tranch @ CH1-2250 | m |  |  | #REF! | #REF! | #REF! | #REF! |  | #REF! | #REF! | #REF! | #REF! |  | #REF! | #REF! | #REF! | #REF! |  | #REF! | #REF! | #REF! | #REF! |  | #REF! | #REF! | #REF! | #REF! |  | #REF! | #REF! | #REF! | #REF! |  | #REF! | #REF! | #REF! | #REF! |  | #REF! | #REF! | #REF! | #REF! |  | #REF! | #REF! | #REF! | #REF! |  | #REF! | #REF! | #REF! | #REF! |  | #REF! | #REF! | #REF! | #REF! |  | #REF! | #REF! | #REF! | #REF! |  | #REF! | #REF! | #REF! | #REF! |  | #REF! | #REF! | #REF! | #REF! |  | #REF! | #REF! | #REF! | #REF! |  | #REF! | #REF! | #REF! | #REF! |  | #REF! | #REF! | #REF! | #REF! |  | #REF! | #REF! | #REF! | #REF! |  | #REF! | #REF! | #REF! | #REF! | 425 | #REF! | #REF! | #REF! | #REF! |  | #REF! | #REF! | #REF! | #REF! |  | #REF! | #REF! | #REF! | #REF! |  | #REF! | #REF! | #REF! | #REF! |  | #REF! | #REF! | #REF! | #REF! | #REF! | #REF! | #REF! | #REF! |  |  | No Amendment | #REF! | #REF! | #REF!
| Drainage & Service Ducts | Drains, sewers, piped culverts | Piped culverts; 350mm internal diameter x 2 pipes; depths to invert not exceeding 2 metres average depth 1.5m - surface water drains, - trench and bedding details (CC-SCD-00521) Type T Construction to tranch @ CH1-220 | m |  |  | #REF! | #REF! | #REF! | #REF! |  | #REF! | #REF! | #REF! | #REF! |  | #REF! | #REF! | #REF! | #REF! |  | #REF! | #REF! | #REF! | #REF! |  | #REF! | #REF! | #REF! | #REF! |  | #REF! | #REF! | #REF! | #REF! |  | #REF! | #REF! | #REF! | #REF! |  | #REF! | #REF! | #REF! | #REF! |  | #REF! | #REF! | #REF! | #REF! |  | #REF! | #REF! | #REF! | #REF! |  | #REF! | #REF! | #REF! | #REF! |  | #REF! | #REF! | #REF! | #REF! |  | #REF! | #REF! | #REF! | #REF! |  | #REF! | #REF! | #REF! | #REF! |  | #REF! | #REF! | #REF! | #REF! |  | #REF! | #REF! | #REF! | #REF! |  | #REF! | #REF! | #REF! | #REF! |  | #REF! | #REF! | #REF! | #REF! |  | #REF! | #REF! | #REF! | #REF! | 225 | #REF! | #REF! | #REF! | #REF! |  | #REF! | #REF! | #REF! | #REF! |  | #REF! | #REF! | #REF! | #REF! |  | #REF! | #REF! | #REF! | #REF! |  | #REF! | #REF! | #REF! | #REF! | #REF! | #REF! | #REF! | #REF! |  |  | Timber | #REF! | #REF! | #REF!
| Drainage & Service Ducts | Drains, sewers, piped culverts | Piped culverts; 350mm internal diameter x 2 pipes; depths to invert not exceeding 2 metres average depth 1.5m - surface water drains, - trench and bedding details (CC-SCD-00521) Type T Construction to tranch @ CH1-720 | m |  |  | #REF! | #REF! | #REF! | #REF! |  | #REF! | #REF! | #REF! | #REF! |  | #REF! | #REF! | #REF! | #REF! |  | #REF! | #REF! | #REF! | #REF! |  | #REF! | #REF! | #REF! | #REF! |  | #REF! | #REF! | #REF! | #REF! |  | #REF! | #REF! | #REF! | #REF! |  | #REF! | #REF! | #REF! | #REF! |  | #REF! | #REF! | #REF! | #REF! |  | #REF! | #REF! | #REF! | #REF! |  | #REF! | #REF! | #REF! | #REF! |  | #REF! | #REF! | #REF! | #REF! |  | #REF! | #REF! | #REF! | #REF! |  | #REF! | #REF! | #REF! | #REF! |  | #REF! | #REF! | #REF! | #REF! |  | #REF! | #REF! | #REF! | #REF! |  | #REF! | #REF! | #REF! | #REF! |  | #REF! | #REF! | #REF! | #REF! |  | #REF! | #REF! | #REF! | #REF! | 225 | #REF! | #REF! | #REF! | #REF! |  | #REF! | #REF! | #REF! | #REF! |  | #REF! | #REF! | #REF! | #REF! |  | #REF! | #REF! | #REF! | #REF! |  | #REF! | #REF! | #REF! | #REF! | #REF! | #REF! | #REF! | #REF! |  |  | No Amendment | #REF! | #REF! | #REF!
| Drainage & Service Ducts | Drains, sewers, piped culverts | Piped culverts; 900mm internal diameter x 1 pipes; depths to invert not exceeding 2 metres average depth 1.5m - surface water drains, - trench and bedding details (CC-SCD-00521) Type T Construction to tranch - Standard single culvert crossing | m |  |  | #REF! | #REF! | #REF! | #REF! |  | #REF! | #REF! | #REF! | #REF! |  | #REF! | #REF! | #REF! | #REF! |  | #REF! | #REF! | #REF! | #REF! |  | #REF! | #REF! | #REF! | #REF! |  | #REF! | #REF! | #REF! | #REF! |  | #REF! | #REF! | #REF! | #REF! |  | #REF! | #REF! | #REF! | #REF! |  | #REF! | #REF! | #REF! | #REF! |  | #REF! | #REF! | #REF! | #REF! |  | #REF! | #REF! | #REF! | #REF! |  | #REF! | #REF! | #REF! | #REF! |  | #REF! | #REF! | #REF! | #REF! |  | #REF! | #REF! | #REF! | #REF! |  | #REF! | #REF! | #REF! | #REF! |  | #REF! | #REF! | #REF! | #REF! |  | #REF! | #REF! | #REF! | #REF! |  | #REF! | #REF! | #REF! | #REF! |  | #REF! | #REF! | #REF! | #REF! | 295 | #REF! | #REF! | #REF! | #REF! |  | #REF! | #REF! | #REF! | #REF! |  | #REF! | #REF! | #REF! | #REF! |  | #REF! | #REF! | #REF! | #REF! |  | #REF! | #REF! | #REF! | #REF! | #REF! | #REF! | #REF! | #REF!
[7 empty] | #REF! | #REF! | #REF! | #REF! |  | #REF! | #REF! | #REF! | #REF! |  | #REF! | #REF! | #REF! | #REF! |  | #REF! | #REF! | #REF! | #REF! |  | #REF! | #REF! | #REF! | #REF! |  | #REF! | #REF! | #REF! | #REF! |  | #REF! | #REF! | #REF! | #REF! |  | #REF! | #REF! | #REF! | #REF! |  | #REF! | #REF! | #REF! | #REF! |  | #REF! | #REF! | #REF! | #REF! |  | #REF! | #REF! | #REF! | #REF! |  | #REF! | #REF! | #REF! | #REF! |  | #REF! | #REF! | #REF! | #REF! |  | #REF! | #REF! | #REF! | #REF! |  | #REF! | #REF! | #REF! | #REF! |  | #REF! | #REF! | #REF! | #REF! |  | #REF! | #REF! | #REF! | #REF! |  | #REF! | #REF! | #REF! | #REF! |  | #REF! | #REF! | #REF! | #REF! |  | #REF! | #REF! | #REF! | #REF! |  | #REF! | #REF! | #REF! | #REF! |  | #REF! | #REF! | #REF! | #REF! |  | #REF! | #REF! | #REF! | #REF! |  | #REF! | #REF! | #REF! | #REF! | #REF! | #REF! | #REF! | #REF! |  |  | Steel | #REF! | #REF! | #REF!
| Drainage & Service Ducts | Drains, sewers, piped culverts | uPVC land drainpipes; constructed in trench with CI513 free draining stone surround; 150mm diameter perforated pipe | m |  |  | #REF! | #REF! | #REF! | #REF! |  | #REF! | #REF! | #REF! | #REF! |  | #REF! | #REF! | #REF! | #REF! |  | #REF! | #REF! | #REF! | #REF! |  | #REF! | #REF! | #REF! | #REF! |  | #REF! | #REF! | #REF! | #REF! |  | #REF! | #REF! | #REF! | #REF! |  | #REF! | #REF! | #REF! | #REF! |  | #REF! | #REF! | #REF! | #REF! |  | #REF! | #REF! | #REF! | #REF! |  | #REF! | #REF! | #REF! | #REF! |  | #REF! | #REF! | #REF! | #REF! |  | #REF! | #REF! | #REF! | #REF! |  | #REF! | #REF! | #REF! | #REF! |  | #REF! | #REF! | #REF! | #REF! | 36 | #REF! | #REF! | #REF! | #REF! |  | #REF! | #REF! | #REF! | #REF! |  | #REF! | #REF! | #REF! | #REF! |  | #REF! | #REF! | #REF! | #REF! |  | #REF! | #REF! | #REF! | #REF! |  | #REF! | #REF! | #REF! | #REF! |  | #REF! | #REF! | #REF! | #REF! |  | #REF! | #REF! | #REF! | #REF! |  | #REF! | #REF! | #REF! | #REF! | #REF! | #REF! | #REF! | #REF! |  |  | Steel | #REF! | #REF! | #REF!
500.1 | Drainage & Service Ducts | Drains, sewers, piped culverts | Perforated pipe in drain type 8 bed & surround CC-SCD-00540; Clause 505 backfill; constructed in trench; 150mm diameter; depth not exceeding 2m; average depth 750mm | m |  |  | #REF! | #REF! | #REF! |  |  | #REF! | #REF! | #REF! |  |  | #REF! | #REF! | #REF! |  |  | #REF! | #REF! | #REF! |  |  | #REF! | #REF! | #REF! |  |  | #REF! | #REF! | #REF! |  | 50.47 | #REF! | #REF! | #REF! | #REF! |  | #REF! | #REF! | #REF! |  | 52 | #REF! | #REF! | #REF! | #REF! |  | #REF! | #REF! | #REF! |  |  | #REF! | #REF! | #REF! |  |  | #REF! | #REF! | #REF! |  |  | #REF! | #REF! | #REF! |  |  | #REF! | #REF! | #REF! |  |  | #REF! | #REF! | #REF! |  | 36 | #REF! | #REF! | #REF! | #REF! |  | #REF! | #REF! | #REF! |  |  | #REF! | #REF! | #REF! |  |  | #REF! | #REF! | #REF! |  | 38.5 | #REF! | #REF! | #REF! | #REF! |  | #REF! | #REF! | #REF! |  |  | #REF! | #REF! | #REF! | #REF! |  | #REF! | #REF! | #REF! |  |  | #REF! | #REF! | #REF! |  | #REF! | #REF! | #REF! | #REF! | #REF! | #REF! | Steel | #REF! | #REF! | #REF!
| Drainage & Service Ducts | Drains, sewers, piped culverts | Perforated Pipe in Drain Type 8 Bed & Surround CC-SCD-00540; Clause 505 backfill; 150mm diameter; depth not exceeding 2m; average depth 900mm | m |  |  | #REF! | #REF! | #REF! | #REF! |  | #REF! | #REF! | #REF! | #REF! |  | #REF! | #REF! | #REF! | #REF! |  | #REF! | #REF! | #REF! | #REF! |  | #REF! | #REF! | #REF! | #REF! |  | #REF! | #REF! | #REF! | #REF! |  | #REF! | #REF! | #REF! | #REF! |  | #REF! | #REF! | #REF! | #REF! | 52 | #REF! | #REF! | #REF! | #REF! |  | #REF! | #REF! | #REF! | #REF! |  | #REF! | #REF! | #REF! | #REF! |  | #REF! | #REF! | #REF! | #REF! |  | #REF! | #REF! | #REF! | #REF! |  | #REF! | #REF! | #REF! | #REF! |  | #REF! | #REF! | #REF! | #REF! |  | #REF! | #REF! | #REF! | #REF! |  | #REF! | #REF! | #REF! | #REF! |  | #REF! | #REF! | #REF! | #REF! |  | #REF! | #REF! | #REF! | #REF! |  | #REF! | #REF! | #REF! | #REF! |  | #REF! | #REF! | #REF! | #REF! |  | #REF! | #REF! | #REF! | #REF! |  | #REF! | #REF! | #REF! | #REF! |  | #REF! | #REF! | #REF! | #REF! | #REF! | #REF! | #REF! | #REF! |  |  | Steel | #REF! | #REF! | #REF!
| Drainage & Service Ducts | Drains, sewers, piped culverts | Supply and install 100mm perforated land drain pipe in drainage stone | m |  |  | #REF! | #REF! | #REF! | #REF! |  | #REF! | #REF! | #REF! | #REF! |  | #REF! | #REF! | #REF! | #REF! |  | #REF! | #REF! | #REF! | #REF! |  | #REF! | #REF! | #REF! | #REF! |  | #REF! | #REF! | #REF! | #REF! |  | #REF! | #REF! | #REF! | #REF! |  | #REF! | #REF! | #REF! | #REF! |  | #REF! | #REF! | #REF! | #REF! |  | #REF! | #REF! | #REF! | #REF! |  | #REF! | #REF! | #REF! | #REF! |  | #REF! | #REF! | #REF! | #REF! |  | #REF! | #REF! | #REF! | #REF! | 55 | #REF! | #REF! | #REF! | #REF! |  | #REF! | #REF! | #REF! | #REF! |  | #REF! | #REF! | #REF! | #REF! |  | #REF! | #REF! | #REF! | #REF! |  | #REF! | #REF! | #REF! | #REF! |  | #REF! | #REF! | #REF! | #REF! |  | #REF! | #REF! | #REF! | #REF! |  | #REF! | #REF! | #REF! | #REF! |  | #REF! | #REF! | #REF! | #REF! |  | #REF! | #REF! | #REF! | #REF! |  | #REF! | #REF! | #REF! | #REF! | #REF! | #REF! | #REF! | #REF! |  |  | Steel | #REF! | #REF! | #REF!
[7 empty] | #REF! | #REF! | #REF! | #REF! |  | #REF! | #REF! | #REF! | #REF! |  | #REF! | #REF! | #REF! | #REF! |  | #REF! | #REF! | #REF! | #REF! |  | #REF! | #REF! | #REF! | #REF! |  | #REF! | #REF! | #REF! | #REF! |  | #REF! | #REF! | #REF! | #REF! |  | #REF! | #REF! | #REF! | #REF! |  | #REF! | #REF! | #REF! | #REF! |  | #REF! | #REF! | #REF! | #REF! |  | #REF! | #REF! | #REF! | #REF! |  | #REF! | #REF! | #REF! | #REF! |  | #REF! | #REF! | #REF! | #REF! |  | #REF! | #REF! | #REF! | #REF! |  | #REF! | #REF! | #REF! | #REF! |  | #REF! | #REF! | #REF! | #REF! |  | #REF! | #REF! | #REF! | #REF! |  | #REF! | #REF! | #REF! | #REF! |  | #REF! | #REF! | #REF! | #REF! |  | #REF! | #REF! | #REF! | #REF! |  | #REF! | #REF! | #REF! | #REF! |  | #REF! | #REF! | #REF! | #REF! |  | #REF! | #REF! | #REF! | #REF! |  | #REF! | #REF! | #REF! | #REF! | #REF! | #REF! | #REF! | #REF! |  |  | Steel | #REF! | #REF! | #REF!
| Drainage & Service Ducts | Drains, sewers, piped culverts | Filter drains; 150mm internal diameter; depths to invert not exceeding 2 metres; average depth 600mm, Drainage - Filter drains trench and bedding details - (CC-SCD-00520) TYPE K | m |  |  | #REF! | #REF! | #REF! | #REF! |  | #REF! | #REF! | #REF! | #REF! |  | #REF! | #REF! | #REF! | #REF! |  | #REF! | #REF! | #REF! | #REF! |  | #REF! | #REF! | #REF! | #REF! |  | #REF! | #REF! | #REF! | #REF! |  | #REF! | #REF! | #REF! | #REF! |  | #REF! | #REF! | #REF! | #REF! |  | #REF! | #REF! | #REF! | #REF! |  | #REF! | #REF! | #REF! | #REF! |  | #REF! | #REF! | #REF! | #REF! |  | #REF! | #REF! | #REF! | #REF! |  | #REF! | #REF! | #REF! | #REF! |  | #REF! | #REF! | #REF! | #REF! |  | #REF! | #REF! | #REF! | #REF! |  | #REF! | #REF! | #REF! | #REF! |  | #REF! | #REF! | #REF! | #REF! |  | #REF! | #REF! | #REF! | #REF! |  | #REF! | #REF! | #REF! | #REF! | 38.5 | #REF! | #REF! | #REF! | #REF! |  | #REF! | #REF! | #REF! | #REF! |  | #REF! | #REF! | #REF! | #REF! |  | #REF! | #REF! | #REF! | #REF! |  | #REF! | #REF! | #REF! | #REF! | #REF! | #REF! | #REF! | #REF! |  |  | Steel | #REF! | #REF! | #REF!
[7 empty] | #REF! | #REF! | #REF! | #REF! |  | #REF! | #REF! | #REF! | #REF! |  | #REF! | #REF! | #REF! | #REF! |  | #REF! | #REF! | #REF! | #REF! |  | #REF! | #REF! | #REF! | #REF! |  | #REF! | #REF! | #REF! | #REF! |  | #REF! | #REF! | #REF! | #REF! |  | #REF! | #REF! | #REF! | #REF! |  | #REF! | #REF! | #REF! | #REF! |  | #REF! | #REF! | #REF! | #REF! |  | #REF! | #REF! | #REF! | #REF! |  | #REF! | #REF! | #REF! | #REF! |  | #REF! | #REF! | #REF! | #REF! |  | #REF! | #REF! | #REF! | #REF! |  | #REF! | #REF! | #REF! | #REF! |  | #REF! | #REF! | #REF! | #REF! |  | #REF! | #REF! | #REF! | #REF! |  | #REF! | #REF! | #REF! | #REF! |  | #REF! | #REF! | #REF! | #REF! |  | #REF! | #REF! | #REF! | #REF! |  | #REF! | #REF! | #REF! | #REF! |  | #REF! | #REF! | #REF! | #REF! |  | #REF! | #REF! | #REF! | #REF! |  | #REF! | #REF! | #REF! | #REF! | #REF! | #REF! | #REF! | #REF! |  |  | Steel | #REF! | #REF! | #REF!
| Drainage & Service Ducts | Linear drainage channels | ACO S100 S020 by ACO with 110mm outlet; depth not exceeding 0.2m; average depth 0.15m; bedded in ST4 concrete | m |  |  | #REF! | #REF! | #REF! | #REF! |  | #REF! | #REF! | #REF! | #REF! |  | #REF! | #REF! | #REF! | #REF! |  | #REF! | #REF! | #REF! | #REF! |  | #REF! | #REF! | #REF! | #REF! |  | #REF! | #REF! | #REF! | #REF! | 91.31 | #REF! | #REF! | #REF! | #REF! |  | #REF! | #REF! | #REF! | #REF! |  | #REF! | #REF! | #REF! | #REF! |  | #REF! | #REF! | #REF! | #REF! |  | #REF! | #REF! | #REF! | #REF! |  | #REF! | #REF! | #REF! | #REF! |  | #REF! | #REF! | #REF! | #REF! |  | #REF! | #REF! | #REF! | #REF! |  | #REF! | #REF! | #REF! | #REF! |  | #REF! | #REF! | #REF! | #REF! |  | #REF! | #REF! | #REF! | #REF! |  | #REF! | #REF! | #REF! | #REF! |  | #REF! | #REF! | #REF! | #REF! |  | #REF! | #REF! | #REF! | #REF! |  | #REF! | #REF! | #REF! | #REF! |  | #REF! | #REF! | #REF! | #REF! |  | #REF! | #REF! | #REF! | #REF! |  | #REF! | #REF! | #REF! | #REF! | #REF! | #REF! | #REF! | #REF! |  |  | Steel | #REF! | #REF! | #REF!
[7 empty] | #REF! | #REF! | #REF! | #REF! |  | #REF! | #REF! | #REF! | #REF! |  | #REF! | #REF! | #REF! | #REF! |  | #REF! | #REF! | #REF! | #REF! |  | #REF! | #REF! | #REF! | #REF! |  | #REF! | #REF! | #REF! | #REF! |  | #REF! | #REF! | #REF! | #REF! |  | #REF! | #REF! | #REF! | #REF! |  | #REF! | #REF! | #REF! | #REF! |  | #REF! | #REF! | #REF! | #REF! |  | #REF! | #REF! | #REF! | #REF! |  | #REF! | #REF! | #REF! | #REF! |  | #REF! | #REF! | #REF! | #REF! |  | #REF! | #REF! | #REF! | #REF! |  | #REF! | #REF! | #REF! | #REF! |  | #REF! | #REF! | #REF! | #REF! |  | #REF! | #REF! | #REF! | #REF! |  | #REF! | #REF! | #REF! | #REF! |  | #REF! | #REF! | #REF! | #REF! |  | #REF! | #REF! | #REF! | #REF! |  | #REF! | #REF! | #REF! | #REF! |  | #REF! | #REF! | #REF! | #REF! |  | #REF! | #REF! | #REF! | #REF! |  | #REF! | #REF! | #REF! | #REF! | #REF! | #REF! | #REF! | #REF! |  |  | Steel | #REF! | #REF! | #REF!
| Drainage & Service Ducts | Linear drainage channels | Limestone drainage channel; 125mm deep x 340mm wide x 1200mm long | m |  |  | #REF! | #REF! | #REF! | #REF! |  | #REF! | #REF! | #REF! | #REF! |  | #REF! | #REF! | #REF! | #REF! |  | #REF! | #REF! | #REF! | #REF! |  | #REF! | #REF! | #REF! | #REF! |  | #REF! | #REF! | #REF! | #REF! |  | #REF! | #REF! | #REF! | #REF! |  | #REF! | #REF! | #REF! | #REF! | 220 | #REF! | #REF! | #REF! | #REF! |  | #REF! | #REF! | #REF! | #REF! |  | #REF! | #REF! | #REF! | #REF! |  | #REF! | #REF! | #REF! | #REF! |  | #REF! | #REF! | #REF! | #REF! |  | #REF! | #REF! | #REF! | #REF! |  | #REF! | #REF! | #REF! | #REF! |  | #REF! | #REF! | #REF! | #REF! |  | #REF! | #REF! | #REF! | #REF! |  | #REF! | #REF! | #REF! | #REF! |  | #REF! | #REF! | #REF! | #REF! |  | #REF! | #REF! | #REF! | #REF! |  | #REF! | #REF! | #REF! | #REF! |  | #REF! | #REF! | #REF! | #REF! |  | #REF! | #REF! | #REF! | #REF! |  | #REF! | #REF! | #REF! | #REF! | #REF! | #REF! | #REF! | #REF! |  |  | Steel | #REF! | #REF! | #REF!
[7 empty] | #REF! | #REF! | #REF! | #REF! |  | #REF! | #REF! | #REF! | #REF! |  | #REF! | #REF! | #REF! | #REF! |  | #REF! | #REF! | #REF! | #REF! |  | #REF! | #REF! | #REF! | #REF! |  | #REF! | #REF! | #REF! | #REF! |  | #REF! | #REF! | #REF! | #REF! |  | #REF! | #REF! | #REF! | #REF! |  | #REF! | #REF! | #REF! | #REF! |  | #REF! | #REF! | #REF! | #REF! |  | #REF! | #REF! | #REF! | #REF! |  | #REF! | #REF! | #REF! | #REF! |  | #REF! | #REF! | #REF! | #REF! |  | #REF! | #REF! | #REF! | #REF! |  | #REF! | #REF! | #REF! | #REF! |  | #REF! | #REF! | #REF! | #REF! |  | #REF! | #REF! | #REF! | #REF! |  | #REF! | #REF! | #REF! | #REF! |  | #REF! | #REF! | #REF! | #REF! |  | #REF! | #REF! | #REF! | #REF! |  | #REF! | #REF! | #REF! | #REF! |  | #REF! | #REF! | #REF! | #REF! |  | #REF! | #REF! | #REF! | #REF! |  | #REF! | #REF! | #REF! | #REF! | #REF! | #REF! | #REF! | #REF! |  |  | Steel | #REF! | #REF! | #REF!
| Drainage & Service Ducts | Linear drainage channels | Precast concrete drainage channel in footpath; 125mm deep x 340mm wide x 1200mm long | m |  |  | #REF! | #REF! | #REF! | #REF! |  | #REF! | #REF! | #REF! | #REF! |  | #REF! | #REF! | #REF! | #REF! |  | #REF! | #REF! | #REF! | #REF! |  | #REF! | #REF! | #REF! | #REF! |  | #REF! | #REF! | #REF! | #REF! |  | #REF! | #REF! | #REF! | #REF! |  | #REF! | #REF! | #REF! | #REF! | 120 | #REF! | #REF! | #REF! | #REF! |  | #REF! | #REF! | #REF! | #REF! |  | #REF! | #REF! | #REF! | #REF! |  | #REF! | #REF! | #REF! | #REF! |  | #REF! | #REF! | #REF! | #REF! |  | #REF! | #REF! | #REF! | #REF! |  | #REF! | #REF! | #REF! | #REF! |  | #REF! | #REF! | #REF! | #REF! |  | #REF! | #REF! | #REF! | #REF! |  | #REF! | #REF! | #REF! | #REF! |  | #REF! | #REF! | #REF! | #REF! |  | #REF! | #REF! | #REF! | #REF! |  | #REF! | #REF! | #REF! | #REF! |  | #REF! | #REF! | #REF! | #REF! |  | #REF! | #REF! | #REF! | #REF! |  | #REF! | #REF! | #REF! | #REF! | #REF! | #REF! | #REF! | #REF! |  |  | Steel | #REF! | #REF! | #REF!
| Drainage & Service Ducts | Linear drainage channels | Precast concrete drainage channel in footpath; 125mm x 225mm x 914mm | m |  |  | #REF! | #REF! | #REF! | #REF! |  | #REF! | #REF! | #REF! | #REF! |  | #REF! | #REF! | #REF! | #REF! |  | #REF! | #REF! | #REF! | #REF! |  | #REF! | #REF! | #REF! | #REF! |  | #REF! | #REF! | #REF! | #REF! |  | #REF! | #REF! | #REF! | #REF! |  | #REF! | #REF! | #REF! | #REF! |  | #REF! | #REF! | #REF! | #REF! |  | #REF! | #REF! | #REF! | #REF! |  | #REF! | #REF! | #REF! | #REF! |  | #REF! | #REF! | #REF! | #REF! |  | #REF! | #REF! | #REF! | #REF! |  | #REF! | #REF! | #REF! | #REF! |  | #REF! | #REF! | #REF! | #REF! | 19 | #REF! | #REF! | #REF! | #REF! |  | #REF! | #REF! | #REF! | #REF! |  | #REF! | #REF! | #REF! | #REF! |  | #REF! | #REF! | #REF! | #REF! |  | #REF! | #REF! | #REF! | #REF! |  | #REF! | #REF! | #REF! | #REF! |  | #REF! | #REF! | #REF! | #REF! |  | #REF! | #REF! | #REF! | #REF! |  | #REF! | #REF! | #REF! | #REF! | #REF! | #REF! | #REF! | #REF! |  |  | Steel | #REF! | #REF! | #REF!
[7 empty] | #REF! | #REF! | #REF! | #REF! |  | #REF! | #REF! | #REF! | #REF! |  | #REF! | #REF! | #REF! | #REF! |  | #REF! | #REF! | #REF! | #REF! |  | #REF! | #REF! | #REF! | #REF! |  | #REF! | #REF! | #REF! | #REF! |  | #REF! | #REF! | #REF! | #REF! |  | #REF! | #REF! | #REF! | #REF! |  | #REF! | #REF! | #REF! | #REF! |  | #REF! | #REF! | #REF! | #REF! |  | #REF! | #REF! | #REF! | #REF! |  | #REF! | #REF! | #REF! | #REF! |  | #REF! | #REF! | #REF! | #REF! |  | #REF! | #REF! | #REF! | #REF! |  | #REF! | #REF! | #REF! | #REF! |  | #REF! | #REF! | #REF! | #REF! |  | #REF! | #REF! | #REF! | #REF! |  | #REF! | #REF! | #REF! | #REF! |  | #REF! | #REF! | #REF! | #REF! |  | #REF! | #REF! | #REF! | #REF! |  | #REF! | #REF! | #REF! | #REF! |  | #REF! | #REF! | #REF! | #REF! |  | #REF! | #REF! | #REF! | #REF! |  | #REF! | #REF! | #REF! | #REF! | #REF! | #REF! | #REF! | #REF! |  |  | Steel | #REF! | #REF! | #REF! |  | One TII project provided for this item. Quantity 169m. Rate provided from 10 years ago.
500.11 | Drainage & Service Ducts | Linear drainage channels | Linear drainage channels with grated covers; granular backfill to clause 503.3; constructed in trench; 150mm diameter; depth not exceeding 2m; average depth 1.2m | m |  |  | #REF! | #REF! | #REF! |  |  | #REF! | #REF! | #REF! |  |  | #REF! | #REF! | #REF! |  | 45.81 | #REF! | #REF! | #REF! | #REF! |  | #REF! | #REF! | #REF! |  |  | #REF! | #REF! | #REF! |  | 85.655 | #REF! | #REF! | #REF! | #REF! |  | #REF! | #REF! | #REF! |  | 170 | #REF! | #REF! | #REF! | #REF! |  | #REF! | #REF! | #REF! |  |  | #REF! | #REF! | #REF! |  |  | #REF! | #REF! | #REF! |  |  | #REF! | #REF! | #REF! |  |  | #REF! | #REF! | #REF! |  |  | #REF! | #REF! | #REF! |  | 19 | #REF! | #REF! | #REF! | #REF! |  | #REF! | #REF! | #REF! |  |  | #REF! | #REF! | #REF! |  |  | #REF! | #REF! | #REF! |  |  | #REF! | #REF! | #REF! |  |  | #REF! | #REF! | #REF! |  | 36.26 | #REF! | #REF! | #REF! | #REF! |  | #REF! | #REF! | #REF! |  | 60 | #REF! | #REF! | #REF! | #REF! | #REF! | #REF! | #REF! | #REF! | #REF! | #REF! | Steel | #REF! | #REF! | #REF!
[7 empty] | #REF! | #REF! | #REF! | #REF! |  | #REF! | #REF! | #REF! | #REF! |  | #REF! | #REF! | #REF! | #REF! |  | #REF! | #REF! | #REF! | #REF! |  | #REF! | #REF! | #REF! | #REF! |  | #REF! | #REF! | #REF! | #REF! |  | #REF! | #REF! | #REF! | #REF! |  | #REF! | #REF! | #REF! | #REF! |  | #REF! | #REF! | #REF! | #REF! |  | #REF! | #REF! | #REF! | #REF! |  | #REF! | #REF! | #REF! | #REF! |  | #REF! | #REF! | #REF! | #REF! |  | #REF! | #REF! | #REF! | #REF! |  | #REF! | #REF! | #REF! | #REF! |  | #REF! | #REF! | #REF! | #REF! |  | #REF! | #REF! | #REF! | #REF! |  | #REF! | #REF! | #REF! | #REF! |  | #REF! | #REF! | #REF! | #REF! |  | #REF! | #REF! | #REF! | #REF! |  | #REF! | #REF! | #REF! | #REF! |  | #REF! | #REF! | #REF! | #REF! |  | #REF! | #REF! | #REF! | #REF! |  | #REF! | #REF! | #REF! | #REF! |  | #REF! | #REF! | #REF! | #REF! | #REF! | #REF! | #REF! | #REF! |  |  | Steel | #REF! | #REF! | #REF!
| Drainage & Service Ducts | Linear drainage channels | Kerb drain Class D400; depth not exceeding 500mm; average depth 380mm | m |  |  | #REF! | #REF! | #REF! | #REF! |  | #REF! | #REF! | #REF! | #REF! |  | #REF! | #REF! | #REF! | #REF! | 45.81 | #REF! | #REF! | #REF! | #REF! |  | #REF! | #REF! | #REF! | #REF! |  | #REF! | #REF! | #REF! | #REF! |  | #REF! | #REF! | #REF! | #REF! |  | #REF! | #REF! | #REF! | #REF! |  | #REF! | #REF! | #REF! | #REF! |  | #REF! | #REF! | #REF! | #REF! |  | #REF! | #REF! | #REF! | #REF! |  | #REF! | #REF! | #REF! | #REF! |  | #REF! | #REF! | #REF! | #REF! |  | #REF! | #REF! | #REF! | #REF! |  | #REF! | #REF! | #REF! | #REF! |  | #REF! | #REF! | #REF! | #REF! |  | #REF! | #REF! | #REF! | #REF! |  | #REF! | #REF! | #REF! | #REF! |  | #REF! | #REF! | #REF! | #REF! |  | #REF! | #REF! | #REF! | #REF! |  | #REF! | #REF! | #REF! | #REF! |  | #REF! | #REF! | #REF! | #REF! |  | #REF! | #REF! | #REF! | #REF! |  | #REF! | #REF! | #REF! | #REF! | #REF! | #REF! | #REF! | #REF! |  |  | Steel | #REF! | #REF! | #REF!
| Drainage & Service Ducts | Linear drainage channels | Precast Concrete Drainage Channel | m |  |  | #REF! | #REF! | #REF! | #REF! |  | #REF! | #REF! | #REF! | #REF! |  | #REF! | #REF! | #REF! | #REF! | 45.81 | #REF! | #REF! | #REF! | #REF! |  | #REF! | #REF! | #REF! | #REF! |  | #REF! | #REF! | #REF! | #REF! |  | #REF! | #REF! | #REF! | #REF! |  | #REF! | #REF! | #REF! | #REF! |  | #REF! | #REF! | #REF! | #REF! |  | #REF! | #REF! | #REF! | #REF! |  | #REF! | #REF! | #REF! | #REF! |  | #REF! | #REF! | #REF! | #REF! |  | #REF! | #REF! | #REF! | #REF! |  | #REF! | #REF! | #REF! | #REF! |  | #REF! | #REF! | #REF! | #REF! |  | #REF! | #REF! | #REF! | #REF! |  | #REF! | #REF! | #REF! | #REF! |  | #REF! | #REF! | #REF! | #REF! |  | #REF! | #REF! | #REF! | #REF! |  | #REF! | #REF! | #REF! | #REF! |  | #REF! | #REF! | #REF! | #REF! |  | #REF! | #REF! | #REF! | #REF! |  | #REF! | #REF! | #REF! | #REF! |  | #REF! | #REF! | #REF! | #REF! | #REF! | #REF! | #REF! | #REF! |  |  | Steel | #REF! | #REF! | #REF!
| Drainage & Service Ducts | Linear drainage channels | Supply & Place Complete Acodrain (or equal) | m |  |  | #REF! | #REF! | #REF! | #REF! |  | #REF! | #REF! | #REF! | #REF! |  | #REF! | #REF! | #REF! | #REF! |  | #REF! | #REF! | #REF! | #REF! |  | #REF! | #REF! | #REF! | #REF! |  | #REF! | #REF! | #REF! | #REF! |  | #REF! | #REF! | #REF! | #REF! |  | #REF! | #REF! | #REF! | #REF! |  | #REF! | #REF! | #REF! | #REF! |  | #REF! | #REF! | #REF! | #REF! |  | #REF! | #REF! | #REF! | #REF! |  | #REF! | #REF! | #REF! | #REF! |  | #REF! | #REF! | #REF! | #REF! |  | #REF! | #REF! | #REF! | #REF! |  | #REF! | #REF! | #REF! | #REF! |  | #REF! | #REF! | #REF! | #REF! |  | #REF! | #REF! | #REF! | #REF! |  | #REF! | #REF! | #REF! | #REF! |  | #REF! | #REF! | #REF! | #REF! |  | #REF! | #REF! | #REF! | #REF! |  | #REF! | #REF! | #REF! | #REF! |  | #REF! | #REF! | #REF! | #REF! |  | #REF! | #REF! | #REF! | #REF! | 60 | #REF! | #REF! | #REF! | #REF! | #REF! | #REF! | #REF! | #REF! |  |  | Steel | #REF! | #REF! | #REF! |  | Two TII project rates provided for this item. Both quantity 1 nr. One of the rates from 10 years ago.
| Drainage & Service Ducts | Linear drainage channels | Type B Drainage Channel Block as per TII CC-SCD-00523 | m |  |  | #REF! | #REF! | #REF! | #REF! |  | #REF! | #REF! | #REF! | #REF! |  | #REF! | #REF! | #REF! | #REF! |  | #REF! | #REF! | #REF! | #REF! |  | #REF! | #REF! | #REF! | #REF! |  | #REF! | #REF! | #REF! | #REF! |  | #REF! | #REF! | #REF! | #REF! |  | #REF! | #REF! | #REF! | #REF! |  | #REF! | #REF! | #REF! | #REF! |  | #REF! | #REF! | #REF! | #REF! |  | #REF! | #REF! | #REF! | #REF! |  | #REF! | #REF! | #REF! | #REF! |  | #REF! | #REF! | #REF! | #REF! |  | #REF! | #REF! | #REF! | #REF! |  | #REF! | #REF! | #REF! | #REF! |  | #REF! | #REF! | #REF! | #REF! |  | #REF! | #REF! | #REF! | #REF! |  | #REF! | #REF! | #REF! | #REF! |  | #REF! | #REF! | #REF! | #REF! |  | #REF! | #REF! | #REF! | #REF! |  | #REF! | #REF! | #REF! | #REF! | 36.26 | #REF! | #REF! | #REF! | #REF! |  | #REF! | #REF! | #REF! | #REF! |  | #REF! | #REF! | #REF! | #REF! | #REF! | #REF! | #REF! | #REF! |  |  | Steel | #REF! | #REF! | #REF!
[7 empty] | #REF! | #REF! | #REF! | #REF! |  | #REF! | #REF! | #REF! | #REF! |  | #REF! | #REF! | #REF! | #REF! |  | #REF! | #REF! | #REF! | #REF! |  | #REF! | #REF! | #REF! | #REF! |  | #REF! | #REF! | #REF! | #REF! |  | #REF! | #REF! | #REF! | #REF! |  | #REF! | #REF! | #REF! | #REF! |  | #REF! | #REF! | #REF! | #REF! |  | #REF! | #REF! | #REF! | #REF! |  | #REF! | #REF! | #REF! | #REF! |  | #REF! | #REF! | #REF! | #REF! |  | #REF! | #REF! | #REF! | #REF! |  | #REF! | #REF! | #REF! | #REF! |  | #REF! | #REF! | #REF! | #REF! |  | #REF! | #REF! | #REF! | #REF! |  | #REF! | #REF! | #REF! | #REF! |  | #REF! | #REF! | #REF! | #REF! |  | #REF! | #REF! | #REF! | #REF! |  | #REF! | #REF! | #REF! | #REF! |  | #REF! | #REF! | #REF! | #REF! |  | #REF! | #REF! | #REF! | #REF! |  | #REF! | #REF! | #REF! | #REF! |  | #REF! | #REF! | #REF! | #REF! | #REF! | #REF! | #REF! | #REF! |  |  | Steel | #REF! | #REF! | #REF!
| Drainage & Service Ducts | Service Ducts | MDPE Green Spare ducts; 2-way 110mm diameter ducts - depth not exceeding 1.0m; average depth 750mm constructed in trench; with sand bed and surround; Clause 808 backfill; | m |  |  | #REF! | #REF! | #REF! | #REF! |  | #REF! | #REF! | #REF! | #REF! |  | #REF! | #REF! | #REF! | #REF! |  | #REF! | #REF! | #REF! | #REF! |  | #REF! | #REF! | #REF! | #REF! |  | #REF! | #REF! | #REF! | #REF! |  | #REF! | #REF! | #REF! | #REF! |  | #REF! | #REF! | #REF! | #REF! |  | #REF! | #REF! | #REF! | #REF! |  | #REF! | #REF! | #REF! | #REF! |  | #REF! | #REF! | #REF! | #REF! |  | #REF! | #REF! | #REF! | #REF! |  | #REF! | #REF! | #REF! | #REF! |  | #REF! | #REF! | #REF! | #REF! |  | #REF! | #REF! | #REF! | #REF! | 34 | #REF! | #REF! | #REF! | #REF! |  | #REF! | #REF! | #REF! | #REF! |  | #REF! | #REF! | #REF! | #REF! |  | #REF! | #REF! | #REF! | #REF! |  | #REF! | #REF! | #REF! | #REF! |  | #REF! | #REF! | #REF! | #REF! |  | #REF! | #REF! | #REF! | #REF! |  | #REF! | #REF! | #REF! | #REF! |  | #REF! | #REF! | #REF! | #REF! | #REF! | #REF! | #REF! | #REF! |  |  | Steel | #REF! | #REF! | #REF! |  | One TII project provided for this item. Quantity 3 nr. In comparison to other unsuccessful tenders within the tender report, there is a 11% Deviation from Average Rate.
| Drainage & Service Ducts | Service Ducts | MDPE Green Spare ducts; constructed in trench; with sand bed and surround; Clause 808 backfill; 4-way 110mm diameter ducts - depth not exceeding 1.0m; average depth 750mm | m |  |  | #REF! | #REF! | #REF! | #REF! |  | #REF! | #REF! | #REF! | #REF! |  | #REF! | #REF! | #REF! | #REF! |  | #REF! | #REF! | #REF! | #REF! |  | #REF! | #REF! | #REF! | #REF! |  | #REF! | #REF! | #REF! | #REF! |  | #REF! | #REF! | #REF! | #REF! |  | #REF! | #REF! | #REF! | #REF! |  | #REF! | #REF! | #REF! | #REF! |  | #REF! | #REF! | #REF! | #REF! |  | #REF! | #REF! | #REF! | #REF! |  | #REF! | #REF! | #REF! | #REF! |  | #REF! | #REF! | #REF! | #REF! |  | #REF! | #REF! | #REF! | #REF! |  | #REF! | #REF! | #REF! | #REF! | 41 | #REF! | #REF! | #REF! | #REF! |  | #REF! | #REF! | #REF! | #REF! |  | #REF! | #REF! | #REF! | #REF! |  | #REF! | #REF! | #REF! | #REF! |  | #REF! | #REF! | #REF! | #REF! |  | #REF! | #REF! | #REF! | #REF! |  | #REF! | #REF! | #REF! | #REF! |  | #REF! | #REF! | #REF! | #REF! |  | #REF! | #REF! | #REF! | #REF! | #REF! | #REF! | #REF! | #REF! |  |  | Steel | #REF! | #REF! | #REF! |  | One TII project provided for this item. Quantity 1 nr.
[7 empty] | #REF! | #REF! | #REF! | #REF! |  | #REF! | #REF! | #REF! | #REF! |  | #REF! | #REF! | #REF! | #REF! |  | #REF! | #REF! | #REF! | #REF! |  | #REF! | #REF! | #REF! | #REF! |  | #REF! | #REF! | #REF! | #REF! |  | #REF! | #REF! | #REF! | #REF! |  | #REF! | #REF! | #REF! | #REF! |  | #REF! | #REF! | #REF! | #REF! |  | #REF! | #REF! | #REF! | #REF! |  | #REF! | #REF! | #REF! | #REF! |  | #REF! | #REF! | #REF! | #REF! |  | #REF! | #REF! | #REF! | #REF! |  | #REF! | #REF! | #REF! | #REF! |  | #REF! | #REF! | #REF! | #REF! |  | #REF! | #REF! | #REF! | #REF! |  | #REF! | #REF! | #REF! | #REF! |  | #REF! | #REF! | #REF! | #REF! |  | #REF! | #REF! | #REF! | #REF! |  | #REF! | #REF! | #REF! | #REF! |  | #REF! | #REF! | #REF! | #REF! |  | #REF! | #REF! | #REF! | #REF! |  | #REF! | #REF! | #REF! | #REF! |  | #REF! | #REF! | #REF! | #REF! | #REF! | #REF! | #REF! | #REF! |  |  | Steel | #REF! | #REF! | #REF!
| Drainage & Service Ducts | Service Ducts | 1 x 100mm diameter HDPE ESB duct, depth to invert not exceeding 2m with an average depth to invert of 1.5m Constructed in trench, with granular bed and surround to RCD/500/62. | m |  |  | #REF! | #REF! | #REF! | #REF! |  | #REF! | #REF! | #REF! | #REF! |  | #REF! | #REF! | #REF! | #REF! |  | #REF! | #REF! | #REF! | #REF! |  | #REF! | #REF! | #REF! | #REF! |  | #REF! | #REF! | #REF! | #REF! |  | #REF! | #REF! | #REF! | #REF! |  | #REF! | #REF! | #REF! | #REF! |  | #REF! | #REF! | #REF! | #REF! |  | #REF! | #REF! | #REF! | #REF! |  | #REF! | #REF! | #REF! | #REF! |  | #REF! | #REF! | #REF! | #REF! |  | #REF! | #REF! | #REF! | #REF! |  | #REF! | #REF! | #REF! | #REF! |  | #REF! | #REF! | #REF! | #REF! |  | #REF! | #REF! | #REF! | #REF! |  | #REF! | #REF! | #REF! | #REF! | 18.89 | #REF! | #REF! | #REF! | #REF! |  | #REF! | #REF! | #REF! | #REF! |  | #REF! | #REF! | #REF! | #REF! |  | #REF! | #REF! | #REF! | #REF! |  | #REF! | #REF! | #REF! | #REF! |  | #REF! | #REF! | #REF! | #REF! |  | #REF! | #REF! | #REF! | #REF! | #REF! | #REF! | #REF! | #REF! |  |  | Steel | #REF! | #REF! | #REF!
| Drainage & Service Ducts | Service Ducts | 1 x 100mm diameter HDPE ESB duct; depth to invert not exceeding 2m with an average depth to invert of 1.5m Constructed in trench, with granular bed and surround to RCD/500/62. | nr |  |  | #REF! | #REF! | #REF! | #REF! |  | #REF! | #REF! | #REF! | #REF! |  | #REF! | #REF! | #REF! | #REF! |  | #REF! | #REF! | #REF! | #REF! |  | #REF! | #REF! | #REF! | #REF! |  | #REF! | #REF! | #REF! | #REF! |  | #REF! | #REF! | #REF! | #REF! |  | #REF! | #REF! | #REF! | #REF! |  | #REF! | #REF! | #REF! | #REF! |  | #REF! | #REF! | #REF! | #REF! |  | #REF! | #REF! | #REF! | #REF! |  | #REF! | #REF! | #REF! | #REF! |  | #REF! | #REF! | #REF! | #REF! |  | #REF! | #REF! | #REF! | #REF! |  | #REF! | #REF! | #REF! | #REF! |  | #REF! | #REF! | #REF! | #REF! |  | #REF! | #REF! | #REF! | #REF! | 18.78 | #REF! | #REF! | #REF! | #REF! |  | #REF! | #REF! | #REF! | #REF! |  | #REF! | #REF! | #REF! | #REF! |  | #REF! | #REF! | #REF! | #REF! |  | #REF! | #REF! | #REF! | #REF! |  | #REF! | #REF! | #REF! | #REF! |  | #REF! | #REF! | #REF! | #REF! | #REF! | #REF! | #REF! | #REF! |  |  | Steel | #REF! | #REF! | #REF!
500.12 | Drainage & Service Ducts | Service Ducts | HDPE Red Public Lighting roped ducts; constructed in trench; with sand bed & surround; Clause 808 backfill; 1-way 100mm diameter ducts - depth not exceeding 1.0m; average depth 750mm; | m |  |  | #REF! | #REF! | #REF! |  |  | #REF! | #REF! | #REF! |  |  | #REF! | #REF! | #REF! |  |  | #REF! | #REF! | #REF! |  |  | #REF! | #REF! | #REF! |  |  | #REF! | #REF! | #REF! |  | 39.05 | #REF! | #REF! | #REF! | #REF! |  | #REF! | #REF! | #REF! |  | 37 | #REF! | #REF! | #REF! | #REF! |  | #REF! | #REF! | #REF! |  |  | #REF! | #REF! | #REF! |  |  | #REF! | #REF! | #REF! |  |  | #REF! | #REF! | #REF! |  |  | #REF! | #REF! | #REF! |  |  | #REF! | #REF! | #REF! |  |  | #REF! | #REF! | #REF! |  |  | #REF! | #REF! | #REF! |  |  | #REF! | #REF! | #REF! |  |  | #REF! | #REF! | #REF! |  |  | #REF! | #REF! | #REF! |  |  | #REF! | #REF! | #REF! |  |  | #REF! | #REF! | #REF! |  |  | #REF! | #REF! | #REF! |  |  | #REF! | #REF! | #REF! |  | #REF! | #REF! | 0 | 0 | #REF! | #REF! | Steel | #REF! | #REF! | #REF!
500.13 | Drainage & Service Ducts | Service Ducts | HDPE Red Public Lighting roped ducts; constructed in trench in carriageway; with mix ST2 concrete bed & surround; Mix ST2 concrete backfill; 1-way 100mm diameter ducts - depth not exceeding 1.0m; average depth 750mm; | m |  |  | #REF! | #REF! | #REF! |  |  | #REF! | #REF! | #REF! |  |  | #REF! | #REF! | #REF! |  |  | #REF! | #REF! | #REF! |  |  | #REF! | #REF! | #REF! |  |  | #REF! | #REF! | #REF! |  | 58.47 | #REF! | #REF! | #REF! |  |  | #REF! | #REF! | #REF! |  | 362 | #REF! | #REF! | #REF! | #REF! |  | #REF! | #REF! | #REF! |  |  | #REF! | #REF! | #REF! |  |  | #REF! | #REF! | #REF! |  |  | #REF! | #REF! | #REF! |  |  | #REF! | #REF! | #REF! |  |  | #REF! | #REF! | #REF! |  |  | #REF! | #REF! | #REF! |  |  | #REF! | #REF! | #REF! |  |  | #REF! | #REF! | #REF! |  |  | #REF! | #REF! | #REF! |  |  | #REF! | #REF! | #REF! |  |  | #REF! | #REF! | #REF! |  |  | #REF! | #REF! | #REF! |  |  | #REF! | #REF! | #REF! |  |  | #REF! | #REF! | #REF! |  | #REF! | #REF! | 0 | 0 | 0 | 0 | Steel | #REF! | #REF! | #REF!
| Drainage & Service Ducts | Service Ducts | HDPE Red Public Lighting ducts; constructed in trench; with sand bed and surround; Clause 808 backfill; 1-way 100mm diameter ducts - depth not exceeding 1.0m; average depth 750mm | m |  |  | #REF! | #REF! | #REF! | #REF! |  | #REF! | #REF! | #REF! | #REF! |  | #REF! | #REF! | #REF! | #REF! |  | #REF! | #REF! | #REF! | #REF! |  | #REF! | #REF! | #REF! | #REF! |  | #REF! | #REF! | #REF! | #REF! | 39.05 | #REF! | #REF! | #REF! | #REF! |  | #REF! | #REF! | #REF! | #REF! |  | #REF! | #REF! | #REF! | #REF! |  | #REF! | #REF! | #REF! | #REF! |  | #REF! | #REF! | #REF! | #REF! |  | #REF! | #REF! | #REF! | #REF! |  | #REF! | #REF! | #REF! | #REF! |  | #REF! | #REF! | #REF! | #REF! |  | #REF! | #REF! | #REF! | #REF! |  | #REF! | #REF! | #REF! | #REF! |  | #REF! | #REF! | #REF! | #REF! |  | #REF! | #REF! | #REF! | #REF! |  | #REF! | #REF! | #REF! | #REF! |  | #REF! | #REF! | #REF! | #REF! |  | #REF! | #REF! | #REF! | #REF! |  | #REF! | #REF! | #REF! | #REF! |  | #REF! | #REF! | #REF! | #REF! |  | #REF! | #REF! | #REF! | #REF! | #REF! | #REF! | #REF! | #REF! |  |  | Steel | #REF! | #REF! | #REF!
| Drainage & Service Ducts | Service Ducts | HDPE Red Public Lighting ducts; constructed in trench; with mix ST2 concrete bed and surround; Mix ST2 concrete backfill; 1-way 100mm diameter ducts - depth not exceeding 1.0m; average depth 750mm; | m |  |  | #REF! | #REF! | #REF! | #REF! |  | #REF! | #REF! | #REF! | #REF! |  | #REF! | #REF! | #REF! | #REF! |  | #REF! | #REF! | #REF! | #REF! |  | #REF! | #REF! | #REF! | #REF! |  | #REF! | #REF! | #REF! | #REF! | 58.47 | #REF! | #REF! | #REF! | #REF! |  | #REF! | #REF! | #REF! | #REF! |  | #REF! | #REF! | #REF! | #REF! |  | #REF! | #REF! | #REF! | #REF! |  | #REF! | #REF! | #REF! | #REF! |  | #REF! | #REF! | #REF! | #REF! |  | #REF! | #REF! | #REF! | #REF! |  | #REF! | #REF! | #REF! | #REF! |  | #REF! | #REF! | #REF! | #REF! |  | #REF! | #REF! | #REF! | #REF! |  | #REF! | #REF! | #REF! | #REF! |  | #REF! | #REF! | #REF! | #REF! |  | #REF! | #REF! | #REF! | #REF! |  | #REF! | #REF! | #REF! | #REF! |  | #REF! | #REF! | #REF! | #REF! |  | #REF! | #REF! | #REF! | #REF! |  | #REF! | #REF! | #REF! | #REF! |  | #REF! | #REF! | #REF! | #REF! | #REF! | #REF! | #REF! | #REF! |  |  | Steel | #REF! | #REF! | #REF!
[7 empty] | #REF! | #REF! | #REF! | #REF! |  | #REF! | #REF! | #REF! | #REF! |  | #REF! | #REF! | #REF! | #REF! |  | #REF! | #REF! | #REF! | #REF! |  | #REF! | #REF! | #REF! | #REF! |  | #REF! | #REF! | #REF! | #REF! |  | #REF! | #REF! | #REF! | #REF! |  | #REF! | #REF! | #REF! | #REF! |  | #REF! | #REF! | #REF! | #REF! |  | #REF! | #REF! | #REF! | #REF! |  | #REF! | #REF! | #REF! | #REF! |  | #REF! | #REF! | #REF! | #REF! |  | #REF! | #REF! | #REF! | #REF! |  | #REF! | #REF! | #REF! | #REF! |  | #REF! | #REF! | #REF! | #REF! |  | #REF! | #REF! | #REF! | #REF! |  | #REF! | #REF! | #REF! | #REF! |  | #REF! | #REF! | #REF! | #REF! |  | #REF! | #REF! | #REF! | #REF! |  | #REF! | #REF! | #REF! | #REF! |  | #REF! | #REF! | #REF! | #REF! |  | #REF! | #REF! | #REF! | #REF! |  | #REF! | #REF! | #REF! | #REF! |  | #REF! | #REF! | #REF! | #REF! | #REF! | #REF! | #REF! | #REF! |  |  | Steel | #REF! | #REF! | #REF!
| Drainage & Service Ducts | Service Ducts | HDPE Red Public Lighting ducts; constructed in trench; with sand bed and surround; Clause 808 backfill; 2-way 110mm diameter ducts - depth not exceeding 2.0m; average depth 750mm | m |  |  | #REF! | #REF! | #REF! | #REF! |  | #REF! | #REF! | #REF! | #REF! |  | #REF! | #REF! | #REF! | #REF! | 49.96 | #REF! | #REF! | #REF! | #REF! |  | #REF! | #REF! | #REF! | #REF! |  | #REF! | #REF! | #REF! | #REF! |  | #REF! | #REF! | #REF! | #REF! |  | #REF! | #REF! | #REF! | #REF! |  | #REF! | #REF! | #REF! | #REF! |  | #REF! | #REF! | #REF! | #REF! |  | #REF! | #REF! | #REF! | #REF! |  | #REF! | #REF! | #REF! | #REF! |  | #REF! | #REF! | #REF! | #REF! |  | #REF! | #REF! | #REF! | #REF! |  | #REF! | #REF! | #REF! | #REF! |  | #REF! | #REF! | #REF! | #REF! |  | #REF! | #REF! | #REF! | #REF! |  | #REF! | #REF! | #REF! | #REF! |  | #REF! | #REF! | #REF! | #REF! |  | #REF! | #REF! | #REF! | #REF! |  | #REF! | #REF! | #REF! | #REF! |  | #REF! | #REF! | #REF! | #REF! |  | #REF! | #REF! | #REF! | #REF! |  | #REF! | #REF! | #REF! | #REF! | #REF! | #REF! | #REF! | #REF! |  |  | Steel | #REF! | #REF! | #REF!
| Drainage & Service Ducts | Service Ducts | Red PVC ESB ducts; constructed in trench with sand bed & surround; Clause 808 backfill; 2-way 125mm diameter ducts - depth not exceeding 1.0m; average depth 750mm | m |  |  | #REF! | #REF! | #REF! | #REF! |  | #REF! | #REF! | #REF! | #REF! |  | #REF! | #REF! | #REF! | #REF! |  | #REF! | #REF! | #REF! | #REF! |  | #REF! | #REF! | #REF! | #REF! |  | #REF! | #REF! | #REF! | #REF! | 54.83 | #REF! | #REF! | #REF! | #REF! |  | #REF! | #REF! | #REF! | #REF! |  | #REF! | #REF! | #REF! | #REF! |  | #REF! | #REF! | #REF! | #REF! |  | #REF! | #REF! | #REF! | #REF! |  | #REF! | #REF! | #REF! | #REF! |  | #REF! | #REF! | #REF! | #REF! |  | #REF! | #REF! | #REF! | #REF! |  | #REF! | #REF! | #REF! | #REF! |  | #REF! | #REF! | #REF! | #REF! |  | #REF! | #REF! | #REF! | #REF! |  | #REF! | #REF! | #REF! | #REF! |  | #REF! | #REF! | #REF! | #REF! |  | #REF! | #REF! | #REF! | #REF! |  | #REF! | #REF! | #REF! | #REF! |  | #REF! | #REF! | #REF! | #REF! |  | #REF! | #REF! | #REF! | #REF! |  | #REF! | #REF! | #REF! | #REF! | #REF! | #REF! | #REF! | #REF! |  |  | Steel | #REF! | #REF! | #REF!
| Drainage & Service Ducts | Service Ducts | 125mm ESB service duct in verge/footpath as per CC-SCD-00562 Type C, 750mm to 1200mm cover | m |  |  | #REF! | #REF! | #REF! | #REF! |  | #REF! | #REF! | #REF! | #REF! |  | #REF! | #REF! | #REF! | #REF! |  | #REF! | #REF! | #REF! | #REF! |  | #REF! | #REF! | #REF! | #REF! |  | #REF! | #REF! | #REF! | #REF! |  | #REF! | #REF! | #REF! | #REF! |  | #REF! | #REF! | #REF! | #REF! |  | #REF! | #REF! | #REF! | #REF! |  | #REF! | #REF! | #REF! | #REF! |  | #REF! | #REF! | #REF! | #REF! |  | #REF! | #REF! | #REF! | #REF! |  | #REF! | #REF! | #REF! | #REF! |  | #REF! | #REF! | #REF! | #REF! |  | #REF! | #REF! | #REF! | #REF! |  | #REF! | #REF! | #REF! | #REF! |  | #REF! | #REF! | #REF! | #REF! |  | #REF! | #REF! | #REF! | #REF! |  | #REF! | #REF! | #REF! | #REF! |  | #REF! | #REF! | #REF! | #REF! |  | #REF! | #REF! | #REF! | #REF! |  | #REF! | #REF! | #REF! | #REF! | 53.01 | #REF! | #REF! | #REF! | #REF! |  | #REF! | #REF! | #REF! | #REF! | #REF! | #REF! | #REF! | #REF! |  |  | Steel | #REF! | #REF! | #REF!
[7 empty] | #REF! | #REF! | #REF! | #REF! |  | #REF! | #REF! | #REF! | #REF! |  | #REF! | #REF! | #REF! | #REF! |  | #REF! | #REF! | #REF! | #REF! |  | #REF! | #REF! | #REF! | #REF! |  | #REF! | #REF! | #REF! | #REF! |  | #REF! | #REF! | #REF! | #REF! |  | #REF! | #REF! | #REF! | #REF! |  | #REF! | #REF! | #REF! | #REF! |  | #REF! | #REF! | #REF! | #REF! |  | #REF! | #REF! | #REF! | #REF! |  | #REF! | #REF! | #REF! | #REF! |  | #REF! | #REF! | #REF! | #REF! |  | #REF! | #REF! | #REF! | #REF! |  | #REF! | #REF! | #REF! | #REF! |  | #REF! | #REF! | #REF! | #REF! |  | #REF! | #REF! | #REF! | #REF! |  | #REF! | #REF! | #REF! | #REF! |  | #REF! | #REF! | #REF! | #REF! |  | #REF! | #REF! | #REF! | #REF! |  | #REF! | #REF! | #REF! | #REF! |  | #REF! | #REF! | #REF! | #REF! |  | #REF! | #REF! | #REF! | #REF! |  | #REF! | #REF! | #REF! | #REF! | #REF! | #REF! | #REF! | #REF! |  |  | Steel | #REF! | #REF! | #REF!
500.14 | Drainage & Service Ducts | Excavation in hard material | Extra over for excavation in areas of ‘hard paved construction’ for ducting and associated chambers | m3 |  |  | #REF! | #REF! | #REF! |  |  | #REF! | #REF! | #REF! |  |  | #REF! | #REF! | #REF! |  | 30 | #REF! | #REF! | #REF! | #REF! |  | #REF! | #REF! | #REF! |  |  | #REF! | #REF! | #REF! |  |  | #REF! | #REF! | #REF! |  |  | #REF! | #REF! | #REF! |  | 48 | #REF! | #REF! | #REF! | #REF! |  | #REF! | #REF! | #REF! |  |  | #REF! | #REF! | #REF! |  |  | #REF! | #REF! | #REF! |  |  | #REF! | #REF! | #REF! |  |  | #REF! | #REF! | #REF! |  |  | #REF! | #REF! | #REF! |  |  | #REF! | #REF! | #REF! |  |  | #REF! | #REF! | #REF! |  |  | #REF! | #REF! | #REF! |  |  | #REF! | #REF! | #REF! |  |  | #REF! | #REF! | #REF! |  |  | #REF! | #REF! | #REF! |  |  | #REF! | #REF! | #REF! |  |  | #REF! | #REF! | #REF! |  |  | #REF! | #REF! | #REF! |  | #REF! | #REF! | 0 | 0 | 0 | 0 | Steel | #REF! | #REF! | #REF!
| Drainage & Service Ducts | Excavation in hard material | Extra over for excavation in areas of ‘hard paved construction’ for gullies and gully leaders | m3 |  |  | #REF! | #REF! | #REF! | #REF! |  | #REF! | #REF! | #REF! | #REF! |  | #REF! | #REF! | #REF! | #REF! |  | #REF! | #REF! | #REF! | #REF! |  | #REF! | #REF! | #REF! | #REF! |  | #REF! | #REF! | #REF! | #REF! |  | #REF! | #REF! | #REF! | #REF! |  | #REF! | #REF! | #REF! | #REF! | 50 | #REF! | #REF! | #REF! | #REF! |  | #REF! | #REF! | #REF! | #REF! |  | #REF! | #REF! | #REF! | #REF! |  | #REF! | #REF! | #REF! | #REF! |  | #REF! | #REF! | #REF! | #REF! |  | #REF! | #REF! | #REF! | #REF! |  | #REF! | #REF! | #REF! | #REF! |  | #REF! | #REF! | #REF! | #REF! |  | #REF! | #REF! | #REF! | #REF! |  | #REF! | #REF! | #REF! | #REF! |  | #REF! | #REF! | #REF! | #REF! |  | #REF! | #REF! | #REF! | #REF! |  | #REF! | #REF! | #REF! | #REF! |  | #REF! | #REF! | #REF! | #REF! |  | #REF! | #REF! | #REF! | #REF! |  | #REF! | #REF! | #REF! | #REF! | #REF! | #REF! | #REF! | #REF!
| Drainage & Service Ducts | Excavation in hard material | Extra over for excavation in areas of 'hard paved construction' for ducting and associated chambers | m3 |  |  | #REF! | #REF! | #REF! | #REF! |  | #REF! | #REF! | #REF! | #REF! |  | #REF! | #REF! | #REF! | #REF! | 30 | #REF! | #REF! | #REF! | #REF! |  | #REF! | #REF! | #REF! | #REF! |  | #REF! | #REF! | #REF! | #REF! |  | #REF! | #REF! | #REF! | #REF! |  | #REF! | #REF! | #REF! | #REF! |  | #REF! | #REF! | #REF! | #REF! |  | #REF! | #REF! | #REF! | #REF! |  | #REF! | #REF! | #REF! | #REF! |  | #REF! | #REF! | #REF! | #REF! |  | #REF! | #REF! | #REF! | #REF! |  | #REF! | #REF! | #REF! | #REF! |  | #REF! | #REF! | #REF! | #REF! |  | #REF! | #REF! | #REF! | #REF! |  | #REF! | #REF! | #REF! | #REF! |  | #REF! | #REF! | #REF! | #REF! |  | #REF! | #REF! | #REF! | #REF! |  | #REF! | #REF! | #REF! | #REF! |  | #REF! | #REF! | #REF! | #REF! |  | #REF! | #REF! | #REF! | #REF! |  | #REF! | #REF! | #REF! | #REF! |  | #REF! | #REF! | #REF! | #REF! | #REF! | #REF! | #REF! | #REF! |  |  | No Amendment | #REF! | #REF! | #REF!
| Drainage & Service Ducts | Excavation in hard material | Extra over for excavation in areas of 'hard paved construction' for gullies and gully leaders | m3 |  |  | #REF! | #REF! | #REF! | #REF! |  | #REF! | #REF! | #REF! | #REF! |  | #REF! | #REF! | #REF! | #REF! | 30 | #REF! | #REF! | #REF! | #REF! |  | #REF! | #REF! | #REF! | #REF! |  | #REF! | #REF! | #REF! | #REF! |  | #REF! | #REF! | #REF! | #REF! |  | #REF! | #REF! | #REF! | #REF! |  | #REF! | #REF! | #REF! | #REF! |  | #REF! | #REF! | #REF! | #REF! |  | #REF! | #REF! | #REF! | #REF! |  | #REF! | #REF! | #REF! | #REF! |  | #REF! | #REF! | #REF! | #REF! |  | #REF! | #REF! | #REF! | #REF! |  | #REF! | #REF! | #REF! | #REF! |  | #REF! | #REF! | #REF! | #REF! |  | #REF! | #REF! | #REF! | #REF! |  | #REF! | #REF! | #REF! | #REF! |  | #REF! | #REF! | #REF! | #REF! |  | #REF! | #REF! | #REF! | #REF! |  | #REF! | #REF! | #REF! | #REF! |  | #REF! | #REF! | #REF! | #REF! |  | #REF! | #REF! | #REF! | #REF! |  | #REF! | #REF! | #REF! | #REF! | #REF! | #REF! | #REF! | #REF! |  |  | No Amendment | #REF! | #REF! | #REF!
[7 empty] | #REF! | #REF! | #REF! | #REF! |  | #REF! | #REF! | #REF! | #REF! |  | #REF! | #REF! | #REF! | #REF! |  | #REF! | #REF! | #REF! | #REF! |  | #REF! | #REF! | #REF! | #REF! |  | #REF! | #REF! | #REF! | #REF! |  | #REF! | #REF! | #REF! | #REF! |  | #REF! | #REF! | #REF! | #REF! |  | #REF! | #REF! | #REF! | #REF! |  | #REF! | #REF! | #REF! | #REF! |  | #REF! | #REF! | #REF! | #REF! |  | #REF! | #REF! | #REF! | #REF! |  | #REF! | #REF! | #REF! | #REF! |  | #REF! | #REF! | #REF! | #REF! |  | #REF! | #REF! | #REF! | #REF! |  | #REF! | #REF! | #REF! | #REF! |  | #REF! | #REF! | #REF! | #REF! |  | #REF! | #REF! | #REF! | #REF! |  | #REF! | #REF! | #REF! | #REF! |  | #REF! | #REF! | #REF! | #REF! |  | #REF! | #REF! | #REF! | #REF! |  | #REF! | #REF! | #REF! | #REF! |  | #REF! | #REF! | #REF! | #REF! |  | #REF! | #REF! | #REF! | #REF! | #REF! | #REF! | #REF! | #REF! |  |  | No Amendment | #REF! | #REF! | #REF!
500.15 | Drainage & Service Ducts | Chambers and Gullies | Precast Concrete Manhole; Type C CC-SCD-00504 including cover detail as per CC-SCD-00514; Class D400 cover and frame; 1050mm diameter; depth exceeding 1 metre but not exceeding 2 metres | nr |  |  | #REF! | #REF! | #REF! |  | 1129.76 | #REF! | #REF! | #REF! | #REF! |  | #REF! | #REF! | #REF! |  |  | #REF! | #REF! | #REF! |  |  | #REF! | #REF! | #REF! |  |  | #REF! | #REF! | #REF! |  |  | #REF! | #REF! | #REF! |  |  | #REF! | #REF! | #REF! |  | 2275 | #REF! | #REF! | #REF! | #REF! |  | #REF! | #REF! | #REF! |  |  | #REF! | #REF! | #REF! |  |  | #REF! | #REF! | #REF! |  |  | #REF! | #REF! | #REF! |  |  | #REF! | #REF! | #REF! |  |  | #REF! | #REF! | #REF! |  |  | #REF! | #REF! | #REF! |  |  | #REF! | #REF! | #REF! |  |  | #REF! | #REF! | #REF! |  |  | #REF! | #REF! | #REF! |  | 3925 | #REF! | #REF! | #REF! | #REF! |  | #REF! | #REF! | #REF! |  | 1445.43 | #REF! | #REF! | #REF! | #REF! |  | #REF! | #REF! | #REF! |  |  | #REF! | #REF! | #REF! |  | #REF! | #REF! | #REF! | #REF! | #REF! | #REF! | No Amendment | #REF! | #REF! | #REF!
| Drainage & Service Ducts | Chambers and Gullies | Precast Concrete Manhole; Type C CC-SCD-00504 including cover detail as per CC-SCD-00514; Class D400 cover and frame; constructed on existing live sewer; 1050mm diameter; depth exceeding 1 metre but not exceeding 2 metres | nr |  |  | #REF! | #REF! | #REF! | #REF! |  | #REF! | #REF! | #REF! | #REF! |  | #REF! | #REF! | #REF! | #REF! |  | #REF! | #REF! | #REF! | #REF! |  | #REF! | #REF! | #REF! | #REF! |  | #REF! | #REF! | #REF! | #REF! |  | #REF! | #REF! | #REF! | #REF! |  | #REF! | #REF! | #REF! | #REF! | 3000 | #REF! | #REF! | #REF! | #REF! |  | #REF! | #REF! | #REF! | #REF! |  | #REF! | #REF! | #REF! | #REF! |  | #REF! | #REF! | #REF! | #REF! |  | #REF! | #REF! | #REF! | #REF! |  | #REF! | #REF! | #REF! | #REF! |  | #REF! | #REF! | #REF! | #REF! |  | #REF! | #REF! | #REF! | #REF! |  | #REF! | #REF! | #REF! | #REF! |  | #REF! | #REF! | #REF! | #REF! |  | #REF! | #REF! | #REF! | #REF! |  | #REF! | #REF! | #REF! | #REF! |  | #REF! | #REF! | #REF! | #REF! |  | #REF! | #REF! | #REF! | #REF! |  | #REF! | #REF! | #REF! | #REF! |  | #REF! | #REF! | #REF! | #REF! | #REF! | #REF! | #REF! | #REF! |  |  | No Amendment | #REF! | #REF! | #REF!
| Drainage & Service Ducts | Chambers and Gullies | Chamber Drainage - Inspection Chamber - Chamber Type C, 1050mm diameter (precast concrete manhole) - (CC-SCD-00504) Depths to invert exceeding 1 metre but not exceeding 2 metres; Class D400 cover and frame | nr |  |  | #REF! | #REF! | #REF! | #REF! |  | #REF! | #REF! | #REF! | #REF! |  | #REF! | #REF! | #REF! | #REF! |  | #REF! | #REF! | #REF! | #REF! |  | #REF! | #REF! | #REF! | #REF! |  | #REF! | #REF! | #REF! | #REF! |  | #REF! | #REF! | #REF! | #REF! |  | #REF! | #REF! | #REF! | #REF! |  | #REF! | #REF! | #REF! | #REF! |  | #REF! | #REF! | #REF! | #REF! |  | #REF! | #REF! | #REF! | #REF! |  | #REF! | #REF! | #REF! | #REF! |  | #REF! | #REF! | #REF! | #REF! |  | #REF! | #REF! | #REF! | #REF! |  | #REF! | #REF! | #REF! | #REF! |  | #REF! | #REF! | #REF! | #REF! |  | #REF! | #REF! | #REF! | #REF! |  | #REF! | #REF! | #REF! | #REF! |  | #REF! | #REF! | #REF! | #REF! | 1350 | #REF! | #REF! | #REF! | #REF! |  | #REF! | #REF! | #REF! | #REF! |  | #REF! | #REF! | #REF! | #REF! |  | #REF! | #REF! | #REF! | #REF! |  | #REF! | #REF! | #REF! | #REF! | #REF! | #REF! | #REF! | #REF! |  |  | No Amendment | #REF! | #REF! | #REF!
| Drainage & Service Ducts | Chambers and Gullies | Precast surface water manhole Type C to TII CC-SCD-00504 | nr |  |  | #REF! | #REF! | #REF! | #REF! |  | #REF! | #REF! | #REF! | #REF! |  | #REF! | #REF! | #REF! | #REF! |  | #REF! | #REF! | #REF! | #REF! |  | #REF! | #REF! | #REF! | #REF! |  | #REF! | #REF! | #REF! | #REF! |  | #REF! | #REF! | #REF! | #REF! |  | #REF! | #REF! | #REF! | #REF! |  | #REF! | #REF! | #REF! | #REF! |  | #REF! | #REF! | #REF! | #REF! |  | #REF! | #REF! | #REF! | #REF! |  | #REF! | #REF! | #REF! | #REF! |  | #REF! | #REF! | #REF! | #REF! |  | #REF! | #REF! | #REF! | #REF! |  | #REF! | #REF! | #REF! | #REF! |  | #REF! | #REF! | #REF! | #REF! |  | #REF! | #REF! | #REF! | #REF! |  | #REF! | #REF! | #REF! | #REF! |  | #REF! | #REF! | #REF! | #REF! |  | #REF! | #REF! | #REF! | #REF! |  | #REF! | #REF! | #REF! | #REF! | 1445.43 | #REF! | #REF! | #REF! | #REF! |  | #REF! | #REF! | #REF! | #REF! |  | #REF! | #REF! | #REF! | #REF! | #REF! | #REF! | #REF! | #REF! |  |  | No Amendment | #REF! | #REF! | #REF!
[7 empty] | #REF! | #REF! | #REF! | #REF! |  | #REF! | #REF! | #REF! | #REF! |  | #REF! | #REF! | #REF! | #REF! |  | #REF! | #REF! | #REF! | #REF! |  | #REF! | #REF! | #REF! | #REF! |  | #REF! | #REF! | #REF! | #REF! |  | #REF! | #REF! | #REF! | #REF! |  | #REF! | #REF! | #REF! | #REF! |  | #REF! | #REF! | #REF! | #REF! |  | #REF! | #REF! | #REF! | #REF! |  | #REF! | #REF! | #REF! | #REF! |  | #REF! | #REF! | #REF! | #REF! |  | #REF! | #REF! | #REF! | #REF! |  | #REF! | #REF! | #REF! | #REF! |  | #REF! | #REF! | #REF! | #REF! |  | #REF! | #REF! | #REF! | #REF! |  | #REF! | #REF! | #REF! | #REF! |  | #REF! | #REF! | #REF! | #REF! |  | #REF! | #REF! | #REF! | #REF! |  | #REF! | #REF! | #REF! | #REF! |  | #REF! | #REF! | #REF! | #REF! |  | #REF! | #REF! | #REF! | #REF! |  | #REF! | #REF! | #REF! | #REF! |  | #REF! | #REF! | #REF! | #REF! | #REF! | #REF! | #REF! | #REF! |  |  | No Amendment | #REF! | #REF! | #REF!
| Drainage & Service Ducts | Chambers and Gullies | Precast Concrete Manhole with concrete surround; Class D400 cover and frame; 1200mm diameter; type C; depth to invert exceeding 1 metre but not exceeding 2 metres | nr |  |  | #REF! | #REF! | #REF! | #REF! | 1129.76 | #REF! | #REF! | #REF! | #REF! |  | #REF! | #REF! | #REF! | #REF! |  | #REF! | #REF! | #REF! | #REF! |  | #REF! | #REF! | #REF! | #REF! |  | #REF! | #REF! | #REF! | #REF! |  | #REF! | #REF! | #REF! | #REF! |  | #REF! | #REF! | #REF! | #REF! |  | #REF! | #REF! | #REF! | #REF! |  | #REF! | #REF! | #REF! | #REF! |  | #REF! | #REF! | #REF! | #REF! |  | #REF! | #REF! | #REF! | #REF! |  | #REF! | #REF! | #REF! | #REF! |  | #REF! | #REF! | #REF! | #REF! |  | #REF! | #REF! | #REF! | #REF! |  | #REF! | #REF! | #REF! | #REF! |  | #REF! | #REF! | #REF! | #REF! |  | #REF! | #REF! | #REF! | #REF! |  | #REF! | #REF! | #REF! | #REF! |  | #REF! | #REF! | #REF! | #REF! |  | #REF! | #REF! | #REF! | #REF! |  | #REF! | #REF! | #REF! | #REF! |  | #REF! | #REF! | #REF! | #REF! |  | #REF! | #REF! | #REF! | #REF! | #REF! | #REF! | #REF! | #REF! |  |  | No Amendment | #REF! | #REF! | #REF!
[7 empty] | #REF! | #REF! | #REF! | #REF! |  | #REF! | #REF! | #REF! | #REF! |  | #REF! | #REF! | #REF! | #REF! |  | #REF! | #REF! | #REF! | #REF! |  | #REF! | #REF! | #REF! | #REF! |  | #REF! | #REF! | #REF! | #REF! |  | #REF! | #REF! | #REF! | #REF! |  | #REF! | #REF! | #REF! | #REF! |  | #REF! | #REF! | #REF! | #REF! |  | #REF! | #REF! | #REF! | #REF! |  | #REF! | #REF! | #REF! | #REF! |  | #REF! | #REF! | #REF! | #REF! |  | #REF! | #REF! | #REF! | #REF! |  | #REF! | #REF! | #REF! | #REF! |  | #REF! | #REF! | #REF! | #REF! |  | #REF! | #REF! | #REF! | #REF! |  | #REF! | #REF! | #REF! | #REF! |  | #REF! | #REF! | #REF! | #REF! |  | #REF! | #REF! | #REF! | #REF! |  | #REF! | #REF! | #REF! | #REF! |  | #REF! | #REF! | #REF! | #REF! |  | #REF! | #REF! | #REF! | #REF! |  | #REF! | #REF! | #REF! | #REF! |  | #REF! | #REF! | #REF! | #REF! | #REF! | #REF! | #REF! | #REF! |  |  | No Amendment | #REF! | #REF! | #REF!
| Drainage & Service Ducts | Chambers and Gullies | Chamber Drainage - Manhole - Chamber Type C, 2800mm diameter (precast concrete manhole) - (CC-SCD-00504) Depths to invert exceeding 1 metre but not exceeding 2 metres; Class D400 cover and frame | nr |  |  | #REF! | #REF! | #REF! | #REF! |  | #REF! | #REF! | #REF! | #REF! |  | #REF! | #REF! | #REF! | #REF! |  | #REF! | #REF! | #REF! | #REF! |  | #REF! | #REF! | #REF! | #REF! |  | #REF! | #REF! | #REF! | #REF! |  | #REF! | #REF! | #REF! | #REF! |  | #REF! | #REF! | #REF! | #REF! |  | #REF! | #REF! | #REF! | #REF! |  | #REF! | #REF! | #REF! | #REF! |  | #REF! | #REF! | #REF! | #REF! |  | #REF! | #REF! | #REF! | #REF! |  | #REF! | #REF! | #REF! | #REF! |  | #REF! | #REF! | #REF! | #REF! |  | #REF! | #REF! | #REF! | #REF! |  | #REF! | #REF! | #REF! | #REF! |  | #REF! | #REF! | #REF! | #REF! |  | #REF! | #REF! | #REF! | #REF! |  | #REF! | #REF! | #REF! | #REF! | 6500 | #REF! | #REF! | #REF! | #REF! |  | #REF! | #REF! | #REF! | #REF! |  | #REF! | #REF! | #REF! | #REF! |  | #REF! | #REF! | #REF! | #REF! |  | #REF! | #REF! | #REF! | #REF! | #REF! | #REF! | #REF! | #REF! |  |  | No Amendment | #REF! | #REF! | #REF!
[7 empty] | #REF! | #REF! | #REF! | #REF! |  | #REF! | #REF! | #REF! | #REF! |  | #REF! | #REF! | #REF! | #REF! |  | #REF! | #REF! | #REF! | #REF! |  | #REF! | #REF! | #REF! | #REF! |  | #REF! | #REF! | #REF! | #REF! |  | #REF! | #REF! | #REF! | #REF! |  | #REF! | #REF! | #REF! | #REF! |  | #REF! | #REF! | #REF! | #REF! |  | #REF! | #REF! | #REF! | #REF! |  | #REF! | #REF! | #REF! | #REF! |  | #REF! | #REF! | #REF! | #REF! |  | #REF! | #REF! | #REF! | #REF! |  | #REF! | #REF! | #REF! | #REF! |  | #REF! | #REF! | #REF! | #REF! |  | #REF! | #REF! | #REF! | #REF! |  | #REF! | #REF! | #REF! | #REF! |  | #REF! | #REF! | #REF! | #REF! |  | #REF! | #REF! | #REF! | #REF! |  | #REF! | #REF! | #REF! | #REF! |  | #REF! | #REF! | #REF! | #REF! |  | #REF! | #REF! | #REF! | #REF! |  | #REF! | #REF! | #REF! | #REF! |  | #REF! | #REF! | #REF! | #REF! | #REF! | #REF! | #REF! | #REF! |  |  | No Amendment | #REF! | #REF! | #REF!
| Drainage & Service Ducts | Chambers and Gullies | 1500mm diameter manhole Type E in accordance with RCD/500/6 depth to invert exceeding 3m but not exceeding 4m with D400 cover to IS EN 124. | nr |  |  | #REF! | #REF! | #REF! | #REF! |  | #REF! | #REF! | #REF! | #REF! |  | #REF! | #REF! | #REF! | #REF! |  | #REF! | #REF! | #REF! | #REF! |  | #REF! | #REF! | #REF! | #REF! |  | #REF! | #REF! | #REF! | #REF! |  | #REF! | #REF! | #REF! | #REF! |  | #REF! | #REF! | #REF! | #REF! |  | #REF! | #REF! | #REF! | #REF! |  | #REF! | #REF! | #REF! | #REF! |  | #REF! | #REF! | #REF! | #REF! |  | #REF! | #REF! | #REF! | #REF! |  | #REF! | #REF! | #REF! | #REF! |  | #REF! | #REF! | #REF! | #REF! |  | #REF! | #REF! | #REF! | #REF! |  | #REF! | #REF! | #REF! | #REF! |  | #REF! | #REF! | #REF! | #REF! | 2070.49 | #REF! | #REF! | #REF! | #REF! |  | #REF! | #REF! | #REF! | #REF! |  | #REF! | #REF! | #REF! | #REF! |  | #REF! | #REF! | #REF! | #REF! |  | #REF! | #REF! | #REF! | #REF! |  | #REF! | #REF! | #REF! | #REF! |  | #REF! | #REF! | #REF! | #REF! | #REF! | #REF! | #REF! | #REF! |  |  | No Amendment | #REF! | #REF! | #REF!
[7 empty] | #REF! | #REF! | #REF! | #REF! |  | #REF! | #REF! | #REF! | #REF! |  | #REF! | #REF! | #REF! | #REF! |  | #REF! | #REF! | #REF! | #REF! |  | #REF! | #REF! | #REF! | #REF! |  | #REF! | #REF! | #REF! | #REF! |  | #REF! | #REF! | #REF! | #REF! |  | #REF! | #REF! | #REF! | #REF! |  | #REF! | #REF! | #REF! | #REF! |  | #REF! | #REF! | #REF! | #REF! |  | #REF! | #REF! | #REF! | #REF! |  | #REF! | #REF! | #REF! | #REF! |  | #REF! | #REF! | #REF! | #REF! |  | #REF! | #REF! | #REF! | #REF! |  | #REF! | #REF! | #REF! | #REF! |  | #REF! | #REF! | #REF! | #REF! |  | #REF! | #REF! | #REF! | #REF! |  | #REF! | #REF! | #REF! | #REF! |  | #REF! | #REF! | #REF! | #REF! |  | #REF! | #REF! | #REF! | #REF! |  | #REF! | #REF! | #REF! | #REF! |  | #REF! | #REF! | #REF! | #REF! |  | #REF! | #REF! | #REF! | #REF! |  | #REF! | #REF! | #REF! | #REF! | #REF! | #REF! | #REF! | #REF! |  |  | No Amendment | #REF! | #REF! | #REF!
| Drainage & Service Ducts | Chambers and Gullies | Precast Concrete Manhole with concrete surround; Class D400 cover and frame; 1350mm diameter; type J; depth exceeding 1 metre but not exceeding 2 metres; constructed on existing live surface water sewer | nr |  |  | #REF! | #REF! | #REF! | #REF! |  | #REF! | #REF! | #REF! | #REF! |  | #REF! | #REF! | #REF! | #REF! | 1912.1 | #REF! | #REF! | #REF! | #REF! |  | #REF! | #REF! | #REF! | #REF! |  | #REF! | #REF! | #REF! | #REF! |  | #REF! | #REF! | #REF! | #REF! |  | #REF! | #REF! | #REF! | #REF! |  | #REF! | #REF! | #REF! | #REF! |  | #REF! | #REF! | #REF! | #REF! |  | #REF! | #REF! | #REF! | #REF! |  | #REF! | #REF! | #REF! | #REF! |  | #REF! | #REF! | #REF! | #REF! |  | #REF! | #REF! | #REF! | #REF! |  | #REF! | #REF! | #REF! | #REF! |  | #REF! | #REF! | #REF! | #REF! |  | #REF! | #REF! | #REF! | #REF! |  | #REF! | #REF! | #REF! | #REF! |  | #REF! | #REF! | #REF! | #REF! |  | #REF! | #REF! | #REF! | #REF! |  | #REF! | #REF! | #REF! | #REF! |  | #REF! | #REF! | #REF! | #REF! |  | #REF! | #REF! | #REF! | #REF! |  | #REF! | #REF! | #REF! | #REF! | #REF! | #REF! | #REF! | #REF! |  |  | No Amendment | #REF! | #REF! | #REF!
| Drainage & Service Ducts | Chambers and Gullies | Precast Concrete Manhole with concrete surround; Class D400 cover and frame; 1350mm diameter; type J; depth exceeding 2 metre but not exceeding 3 metres | nr |  |  | #REF! | #REF! | #REF! | #REF! |  | #REF! | #REF! | #REF! | #REF! |  | #REF! | #REF! | #REF! | #REF! | 2592.5 | #REF! | #REF! | #REF! | #REF! |  | #REF! | #REF! | #REF! | #REF! |  | #REF! | #REF! | #REF! | #REF! |  | #REF! | #REF! | #REF! | #REF! |  | #REF! | #REF! | #REF! | #REF! |  | #REF! | #REF! | #REF! | #REF! |  | #REF! | #REF! | #REF! | #REF! |  | #REF! | #REF! | #REF! | #REF! |  | #REF! | #REF! | #REF! | #REF! |  | #REF! | #REF! | #REF! | #REF! |  | #REF! | #REF! | #REF! | #REF! |  | #REF! | #REF! | #REF! | #REF! |  | #REF! | #REF! | #REF! | #REF! |  | #REF! | #REF! | #REF! | #REF! |  | #REF! | #REF! | #REF! | #REF! |  | #REF! | #REF! | #REF! | #REF! |  | #REF! | #REF! | #REF! | #REF! |  | #REF! | #REF! | #REF! | #REF! |  | #REF! | #REF! | #REF! | #REF! |  | #REF! | #REF! | #REF! | #REF! |  | #REF! | #REF! | #REF! | #REF! | #REF! | #REF! | #REF! | #REF! |  |  | No Amendment | #REF! | #REF! | #REF!
| Drainage & Service Ducts | Chambers and Gullies | Precast Concrete Manhole with concrete surround; Class D400 cover and frame; 1350mm diameter; type J; depth exceeding 3 metre but not exceeding 4 metres | nr |  |  | #REF! | #REF! | #REF! | #REF! |  | #REF! | #REF! | #REF! | #REF! |  | #REF! | #REF! | #REF! | #REF! | 3577.33 | #REF! | #REF! | #REF! | #REF! |  | #REF! | #REF! | #REF! | #REF! |  | #REF! | #REF! | #REF! | #REF! |  | #REF! | #REF! | #REF! | #REF! |  | #REF! | #REF! | #REF! | #REF! |  | #REF! | #REF! | #REF! | #REF! |  | #REF! | #REF! | #REF! | #REF! |  | #REF! | #REF! | #REF! | #REF! |  | #REF! | #REF! | #REF! | #REF! |  | #REF! | #REF! | #REF! | #REF! |  | #REF! | #REF! | #REF! | #REF! |  | #REF! | #REF! | #REF! | #REF! |  | #REF! | #REF! | #REF! | #REF! |  | #REF! | #REF! | #REF! | #REF! |  | #REF! | #REF! | #REF! | #REF! |  | #REF! | #REF! | #REF! | #REF! |  | #REF! | #REF! | #REF! | #REF! |  | #REF! | #REF! | #REF! | #REF! |  | #REF! | #REF! | #REF! | #REF! |  | #REF! | #REF! | #REF! | #REF! |  | #REF! | #REF! | #REF! | #REF! | #REF! | #REF! | #REF! | #REF! |  |  | No Amendment | #REF! | #REF! | #REF!
[7 empty] | #REF! | #REF! | #REF! | #REF! |  | #REF! | #REF! | #REF! | #REF! |  | #REF! | #REF! | #REF! | #REF! |  | #REF! | #REF! | #REF! | #REF! |  | #REF! | #REF! | #REF! | #REF! |  | #REF! | #REF! | #REF! | #REF! |  | #REF! | #REF! | #REF! | #REF! |  | #REF! | #REF! | #REF! | #REF! |  | #REF! | #REF! | #REF! | #REF! |  | #REF! | #REF! | #REF! | #REF! |  | #REF! | #REF! | #REF! | #REF! |  | #REF! | #REF! | #REF! | #REF! |  | #REF! | #REF! | #REF! | #REF! |  | #REF! | #REF! | #REF! | #REF! |  | #REF! | #REF! | #REF! | #REF! |  | #REF! | #REF! | #REF! | #REF! |  | #REF! | #REF! | #REF! | #REF! |  | #REF! | #REF! | #REF! | #REF! |  | #REF! | #REF! | #REF! | #REF! |  | #REF! | #REF! | #REF! | #REF! |  | #REF! | #REF! | #REF! | #REF! |  | #REF! | #REF! | #REF! | #REF! |  | #REF! | #REF! | #REF! | #REF! |  | #REF! | #REF! | #REF! | #REF! | #REF! | #REF! | #REF! | #REF! |  |  | No Amendment | #REF! | #REF! | #REF!
| Drainage & Service Ducts | Chambers and Gullies | Precast Concrete Manhole as per Irish Water Standard detail STD-WW-10; with concrete surround; Class D400 cover and frame; 1200mm diameter; depth exceeding 2m but not exceeding 3m; constructed on a live sewer | nr |  |  | #REF! | #REF! | #REF! | #REF! |  | #REF! | #REF! | #REF! | #REF! |  | #REF! | #REF! | #REF! | #REF! | 2397.34 | #REF! | #REF! | #REF! | #REF! |  | #REF! | #REF! | #REF! | #REF! |  | #REF! | #REF! | #REF! | #REF! |  | #REF! | #REF! | #REF! | #REF! |  | #REF! | #REF! | #REF! | #REF! |  | #REF! | #REF! | #REF! | #REF! |  | #REF! | #REF! | #REF! | #REF! |  | #REF! | #REF! | #REF! | #REF! |  | #REF! | #REF! | #REF! | #REF! |  | #REF! | #REF! | #REF! | #REF! |  | #REF! | #REF! | #REF! | #REF! |  | #REF! | #REF! | #REF! | #REF! |  | #REF! | #REF! | #REF! | #REF! |  | #REF! | #REF! | #REF! | #REF! |  | #REF! | #REF! | #REF! | #REF! |  | #REF! | #REF! | #REF! | #REF! |  | #REF! | #REF! | #REF! | #REF! |  | #REF! | #REF! | #REF! | #REF! |  | #REF! | #REF! | #REF! | #REF! |  | #REF! | #REF! | #REF! | #REF! |  | #REF! | #REF! | #REF! | #REF! | #REF! | #REF! | #REF! | #REF! |  |  | No Amendment | #REF! | #REF! | #REF!
| Drainage & Service Ducts | Chambers and Gullies | Precast Concrete Manhole as per Irish Water Standard detail STD-WW-10; with concrete surround; Class D400 cover and frame; 1200mm diameter; depth exceeding 3m but not exceeding 4m | nr |  |  | #REF! | #REF! | #REF! | #REF! |  | #REF! | #REF! | #REF! | #REF! |  | #REF! | #REF! | #REF! | #REF! | 3069.3 | #REF! | #REF! | #REF! | #REF! |  | #REF! | #REF! | #REF! | #REF! |  | #REF! | #REF! | #REF! | #REF! |  | #REF! | #REF! | #REF! | #REF! |  | #REF! | #REF! | #REF! | #REF! |  | #REF! | #REF! | #REF! | #REF! |  | #REF! | #REF! | #REF! | #REF! |  | #REF! | #REF! | #REF! | #REF! |  | #REF! | #REF! | #REF! | #REF! |  | #REF! | #REF! | #REF! | #REF! |  | #REF! | #REF! | #REF! | #REF! |  | #REF! | #REF! | #REF! | #REF! |  | #REF! | #REF! | #REF! | #REF! |  | #REF! | #REF! | #REF! | #REF! |  | #REF! | #REF! | #REF! | #REF! |  | #REF! | #REF! | #REF! | #REF! |  | #REF! | #REF! | #REF! | #REF! |  | #REF! | #REF! | #REF! | #REF! |  | #REF! | #REF! | #REF! | #REF! |  | #REF! | #REF! | #REF! | #REF! |  | #REF! | #REF! | #REF! | #REF! | #REF! | #REF! | #REF! | #REF! |  |  | No Amendment | #REF! | #REF! | #REF!
| Drainage & Service Ducts | Chambers and Gullies | Precast Concrete Manhole as per Irish Water Standard detail STD-WW-10; with concrete surround; Class D400 cover and frame; 1200mm diameter; depth exceeding 3m but not exceeding 4m; constructed on a live sewer | nr |  |  | #REF! | #REF! | #REF! | #REF! |  | #REF! | #REF! | #REF! | #REF! |  | #REF! | #REF! | #REF! | #REF! | 3219.3 | #REF! | #REF! | #REF! | #REF! |  | #REF! | #REF! | #REF! | #REF! |  | #REF! | #REF! | #REF! | #REF! |  | #REF! | #REF! | #REF! | #REF! |  | #REF! | #REF! | #REF! | #REF! |  | #REF! | #REF! | #REF! | #REF! |  | #REF! | #REF! | #REF! | #REF! |  | #REF! | #REF! | #REF! | #REF! |  | #REF! | #REF! | #REF! | #REF! |  | #REF! | #REF! | #REF! | #REF! |  | #REF! | #REF! | #REF! | #REF! |  | #REF! | #REF! | #REF! | #REF! |  | #REF! | #REF! | #REF! | #REF! |  | #REF! | #REF! | #REF! | #REF! |  | #REF! | #REF! | #REF! | #REF! |  | #REF! | #REF! | #REF! | #REF! |  | #REF! | #REF! | #REF! | #REF! |  | #REF! | #REF! | #REF! | #REF! |  | #REF! | #REF! | #REF! | #REF! |  | #REF! | #REF! | #REF! | #REF! |  | #REF! | #REF! | #REF! | #REF! | #REF! | #REF! | #REF! | #REF! |  |  | No Amendment | #REF! | #REF! | #REF!
| Drainage & Service Ducts | Chambers and Gullies | Precast Concrete Manhole as per Irish Water Standard detail STD-WW-10; with concrete surround; Class D400 cover and frame; 1200mm diameter; depth exceeding 4m but not exceeding 5m; blind manhole | nr |  |  | #REF! | #REF! | #REF! | #REF! |  | #REF! | #REF! | #REF! | #REF! |  | #REF! | #REF! | #REF! | #REF! | 3510.5 | #REF! | #REF! | #REF! | #REF! |  | #REF! | #REF! | #REF! | #REF! |  | #REF! | #REF! | #REF! | #REF! |  | #REF! | #REF! | #REF! | #REF! |  | #REF! | #REF! | #REF! | #REF! |  | #REF! | #REF! | #REF! | #REF! |  | #REF! | #REF! | #REF! | #REF! |  | #REF! | #REF! | #REF! | #REF! |  | #REF! | #REF! | #REF! | #REF! |  | #REF! | #REF! | #REF! | #REF! |  | #REF! | #REF! | #REF! | #REF! |  | #REF! | #REF! | #REF! | #REF! |  | #REF! | #REF! | #REF! | #REF! |  | #REF! | #REF! | #REF! | #REF! |  | #REF! | #REF! | #REF! | #REF! |  | #REF! | #REF! | #REF! | #REF! |  | #REF! | #REF! | #REF! | #REF! |  | #REF! | #REF! | #REF! | #REF! |  | #REF! | #REF! | #REF! | #REF! |  | #REF! | #REF! | #REF! | #REF! |  | #REF! | #REF! | #REF! | #REF! | #REF! | #REF! | #REF! | #REF! |  |  | No Amendment | #REF! | #REF! | #REF!
[7 empty] | #REF! | #REF! | #REF! | #REF! |  | #REF! | #REF! | #REF! | #REF! |  | #REF! | #REF! | #REF! | #REF! |  | #REF! | #REF! | #REF! | #REF! |  | #REF! | #REF! | #REF! | #REF! |  | #REF! | #REF! | #REF! | #REF! |  | #REF! | #REF! | #REF! | #REF! |  | #REF! | #REF! | #REF! | #REF! |  | #REF! | #REF! | #REF! | #REF! |  | #REF! | #REF! | #REF! | #REF! |  | #REF! | #REF! | #REF! | #REF! |  | #REF! | #REF! | #REF! | #REF! |  | #REF! | #REF! | #REF! | #REF! |  | #REF! | #REF! | #REF! | #REF! |  | #REF! | #REF! | #REF! | #REF! |  | #REF! | #REF! | #REF! | #REF! |  | #REF! | #REF! | #REF! | #REF! |  | #REF! | #REF! | #REF! | #REF! |  | #REF! | #REF! | #REF! | #REF! |  | #REF! | #REF! | #REF! | #REF! |  | #REF! | #REF! | #REF! | #REF! |  | #REF! | #REF! | #REF! | #REF! |  | #REF! | #REF! | #REF! | #REF! |  | #REF! | #REF! | #REF! | #REF! | #REF! | #REF! | #REF! | #REF! |  |  | No Amendment | #REF! | #REF! | #REF!
| Drainage & Service Ducts | Chambers and Gullies | Precast Concrete Manhole with concrete surround; Class D400 cover and frame; 450mm diameter; 750mm D400 (RCD/500/14) | nr |  |  | #REF! | #REF! | #REF! | #REF! |  | #REF! | #REF! | #REF! | #REF! |  | #REF! | #REF! | #REF! | #REF! |  | #REF! | #REF! | #REF! | #REF! |  | #REF! | #REF! | #REF! | #REF! |  | #REF! | #REF! | #REF! | #REF! |  | #REF! | #REF! | #REF! | #REF! |  | #REF! | #REF! | #REF! | #REF! |  | #REF! | #REF! | #REF! | #REF! |  | #REF! | #REF! | #REF! | #REF! | 538.27 | #REF! | #REF! | #REF! | #REF! |  | #REF! | #REF! | #REF! | #REF! |  | #REF! | #REF! | #REF! | #REF! |  | #REF! | #REF! | #REF! | #REF! |  | #REF! | #REF! | #REF! | #REF! |  | #REF! | #REF! | #REF! | #REF! |  | #REF! | #REF! | #REF! | #REF! |  | #REF! | #REF! | #REF! | #REF! |  | #REF! | #REF! | #REF! | #REF! |  | #REF! | #REF! | #REF! | #REF! |  | #REF! | #REF! | #REF! | #REF! |  | #REF! | #REF! | #REF! | #REF! |  | #REF! | #REF! | #REF! | #REF! |  | #REF! | #REF! | #REF! | #REF! | #REF! | #REF! | #REF! | #REF! |  |  | No Amendment | #REF! | #REF! | #REF!
| Drainage & Service Ducts | Chambers and Gullies | 500mm x 500mm Manhole Type A as per P2152-0501-0001, depth to invert exceeding 1m but not exceeding 2m with D400 cover to IS EN 124. | nr |  |  | #REF! | #REF! | #REF! | #REF! |  | #REF! | #REF! | #REF! | #REF! |  | #REF! | #REF! | #REF! | #REF! |  | #REF! | #REF! | #REF! | #REF! |  | #REF! | #REF! | #REF! | #REF! |  | #REF! | #REF! | #REF! | #REF! |  | #REF! | #REF! | #REF! | #REF! |  | #REF! | #REF! | #REF! | #REF! |  | #REF! | #REF! | #REF! | #REF! |  | #REF! | #REF! | #REF! | #REF! |  | #REF! | #REF! | #REF! | #REF! |  | #REF! | #REF! | #REF! | #REF! |  | #REF! | #REF! | #REF! | #REF! |  | #REF! | #REF! | #REF! | #REF! |  | #REF! | #REF! | #REF! | #REF! |  | #REF! | #REF! | #REF! | #REF! |  | #REF! | #REF! | #REF! | #REF! | 1095.64 | #REF! | #REF! | #REF! | #REF! |  | #REF! | #REF! | #REF! | #REF! |  | #REF! | #REF! | #REF! | #REF! |  | #REF! | #REF! | #REF! | #REF! |  | #REF! | #REF! | #REF! | #REF! |  | #REF! | #REF! | #REF! | #REF! |  | #REF! | #REF! | #REF! | #REF! | #REF! | #REF! | #REF! | #REF! |  |  | No Amendment | #REF! | #REF! | #REF!
| Drainage & Service Ducts | Chambers and Gullies | Block Built Inspection Chamber; Class D400 cover and frame; 600mm square; Depth not exceeding 1m, lass D400 flat cover and frame | nr |  |  | #REF! | #REF! | #REF! | #REF! |  | #REF! | #REF! | #REF! | #REF! |  | #REF! | #REF! | #REF! | #REF! |  | #REF! | #REF! | #REF! | #REF! |  | #REF! | #REF! | #REF! | #REF! |  | #REF! | #REF! | #REF! | #REF! |  | #REF! | #REF! | #REF! | #REF! |  | #REF! | #REF! | #REF! | #REF! | 665 | #REF! | #REF! | #REF! | #REF! |  | #REF! | #REF! | #REF! | #REF! |  | #REF! | #REF! | #REF! | #REF! |  | #REF! | #REF! | #REF! | #REF! |  | #REF! | #REF! | #REF! | #REF! |  | #REF! | #REF! | #REF! | #REF! |  | #REF! | #REF! | #REF! | #REF! |  | #REF! | #REF! | #REF! | #REF! |  | #REF! | #REF! | #REF! | #REF! |  | #REF! | #REF! | #REF! | #REF! |  | #REF! | #REF! | #REF! | #REF! |  | #REF! | #REF! | #REF! | #REF! |  | #REF! | #REF! | #REF! | #REF! |  | #REF! | #REF! | #REF! | #REF! |  | #REF! | #REF! | #REF! | #REF! |  | #REF! | #REF! | #REF! | #REF! | #REF! | #REF! | #REF! | #REF! |  |  | No Amendment | #REF! | #REF! | #REF!
[7 empty] | #REF! | #REF! | #REF! | #REF! |  | #REF! | #REF! | #REF! | #REF! |  | #REF! | #REF! | #REF! | #REF! |  | #REF! | #REF! | #REF! | #REF! |  | #REF! | #REF! | #REF! | #REF! |  | #REF! | #REF! | #REF! | #REF! |  | #REF! | #REF! | #REF! | #REF! |  | #REF! | #REF! | #REF! | #REF! |  | #REF! | #REF! | #REF! | #REF! |  | #REF! | #REF! | #REF! | #REF! |  | #REF! | #REF! | #REF! | #REF! |  | #REF! | #REF! | #REF! | #REF! |  | #REF! | #REF! | #REF! | #REF! |  | #REF! | #REF! | #REF! | #REF! |  | #REF! | #REF! | #REF! | #REF! |  | #REF! | #REF! | #REF! | #REF! |  | #REF! | #REF! | #REF! | #REF! |  | #REF! | #REF! | #REF! | #REF! |  | #REF! | #REF! | #REF! | #REF! |  | #REF! | #REF! | #REF! | #REF! |  | #REF! | #REF! | #REF! | #REF! |  | #REF! | #REF! | #REF! | #REF! |  | #REF! | #REF! | #REF! | #REF! |  | #REF! | #REF! | #REF! | #REF! | #REF! | #REF! | #REF! | #REF! |  |  | No Amendment | #REF! | #REF! | #REF!
| Drainage & Service Ducts | Chambers and Gullies | Public Lighting Chambers; Construction of 730 x 260mm (internal dims) JB2 block-built Chamber; depth not exceeding 1 metre; B125 Cover & Frame | nr |  |  | #REF! | #REF! | #REF! | #REF! |  | #REF! | #REF! | #REF! | #REF! |  | #REF! | #REF! | #REF! | #REF! | 547.59 | #REF! | #REF! | #REF! | #REF! |  | #REF! | #REF! | #REF! | #REF! |  | #REF! | #REF! | #REF! | #REF! |  | #REF! | #REF! | #REF! | #REF! |  | #REF! | #REF! | #REF! | #REF! |  | #REF! | #REF! | #REF! | #REF! |  | #REF! | #REF! | #REF! | #REF! |  | #REF! | #REF! | #REF! | #REF! |  | #REF! | #REF! | #REF! | #REF! |  | #REF! | #REF! | #REF! | #REF! |  | #REF! | #REF! | #REF! | #REF! |  | #REF! | #REF! | #REF! | #REF! |  | #REF! | #REF! | #REF! | #REF! |  | #REF! | #REF! | #REF! | #REF! |  | #REF! | #REF! | #REF! | #REF! |  | #REF! | #REF! | #REF! | #REF! |  | #REF! | #REF! | #REF! | #REF! |  | #REF! | #REF! | #REF! | #REF! |  | #REF! | #REF! | #REF! | #REF! |  | #REF! | #REF! | #REF! | #REF! |  | #REF! | #REF! | #REF! | #REF! | #REF! | #REF! | #REF! | #REF! |  |  | No Amendment | #REF! | #REF! | #REF!
[7 empty] | #REF! | #REF! | #REF! | #REF! |  | #REF! | #REF! | #REF! | #REF! |  | #REF! | #REF! | #REF! | #REF! |  | #REF! | #REF! | #REF! | #REF! |  | #REF! | #REF! | #REF! | #REF! |  | #REF! | #REF! | #REF! | #REF! |  | #REF! | #REF! | #REF! | #REF! |  | #REF! | #REF! | #REF! | #REF! |  | #REF! | #REF! | #REF! | #REF! |  | #REF! | #REF! | #REF! | #REF! |  | #REF! | #REF! | #REF! | #REF! |  | #REF! | #REF! | #REF! | #REF! |  | #REF! | #REF! | #REF! | #REF! |  | #REF! | #REF! | #REF! | #REF! |  | #REF! | #REF! | #REF! | #REF! |  | #REF! | #REF! | #REF! | #REF! |  | #REF! | #REF! | #REF! | #REF! |  | #REF! | #REF! | #REF! | #REF! |  | #REF! | #REF! | #REF! | #REF! |  | #REF! | #REF! | #REF! | #REF! |  | #REF! | #REF! | #REF! | #REF! |  | #REF! | #REF! | #REF! | #REF! |  | #REF! | #REF! | #REF! | #REF! |  | #REF! | #REF! | #REF! | #REF! | #REF! | #REF! | #REF! | #REF! |  |  | No Amendment | #REF! | #REF! | #REF!
| Drainage & Service Ducts | Chambers and Gullies | Kerb drain outfall chamber; Construction of outfall chamber; depth not exceeding 1m | nr |  |  | #REF! | #REF! | #REF! | #REF! |  | #REF! | #REF! | #REF! | #REF! |  | #REF! | #REF! | #REF! | #REF! | 313.75 | #REF! | #REF! | #REF! | #REF! |  | #REF! | #REF! | #REF! | #REF! |  | #REF! | #REF! | #REF! | #REF! |  | #REF! | #REF! | #REF! | #REF! |  | #REF! | #REF! | #REF! | #REF! |  | #REF! | #REF! | #REF! | #REF! |  | #REF! | #REF! | #REF! | #REF! |  | #REF! | #REF! | #REF! | #REF! |  | #REF! | #REF! | #REF! | #REF! |  | #REF! | #REF! | #REF! | #REF! |  | #REF! | #REF! | #REF! | #REF! |  | #REF! | #REF! | #REF! | #REF! |  | #REF! | #REF! | #REF! | #REF! |  | #REF! | #REF! | #REF! | #REF! |  | #REF! | #REF! | #REF! | #REF! |  | #REF! | #REF! | #REF! | #REF! |  | #REF! | #REF! | #REF! | #REF! |  | #REF! | #REF! | #REF! | #REF! |  | #REF! | #REF! | #REF! | #REF! |  | #REF! | #REF! | #REF! | #REF! |  | #REF! | #REF! | #REF! | #REF! | #REF! | #REF! | #REF! | #REF! |  |  | No Amendment | #REF! | #REF! | #REF!
| Drainage & Service Ducts | Chambers and Gullies | Kerb drain upstream access point chamber; Construction of upstream access chamber; depth not exceeding 1m | nr |  |  | #REF! | #REF! | #REF! | #REF! |  | #REF! | #REF! | #REF! | #REF! |  | #REF! | #REF! | #REF! | #REF! | 768.75 | #REF! | #REF! | #REF! | #REF! |  | #REF! | #REF! | #REF! | #REF! |  | #REF! | #REF! | #REF! | #REF! |  | #REF! | #REF! | #REF! | #REF! |  | #REF! | #REF! | #REF! | #REF! |  | #REF! | #REF! | #REF! | #REF! |  | #REF! | #REF! | #REF! | #REF! |  | #REF! | #REF! | #REF! | #REF! |  | #REF! | #REF! | #REF! | #REF! |  | #REF! | #REF! | #REF! | #REF! |  | #REF! | #REF! | #REF! | #REF! |  | #REF! | #REF! | #REF! | #REF! |  | #REF! | #REF! | #REF! | #REF! |  | #REF! | #REF! | #REF! | #REF! |  | #REF! | #REF! | #REF! | #REF! |  | #REF! | #REF! | #REF! | #REF! |  | #REF! | #REF! | #REF! | #REF! |  | #REF! | #REF! | #REF! | #REF! |  | #REF! | #REF! | #REF! | #REF! |  | #REF! | #REF! | #REF! | #REF! |  | #REF! | #REF! | #REF! | #REF! | #REF! | #REF! | #REF! | #REF! |  |  | No Amendment | #REF! | #REF! | #REF!
| Drainage & Service Ducts | Chambers and Gullies | Kerb Inlet Gully with square footway cover | nr |  |  | #REF! | #REF! | #REF! | #REF! |  | #REF! | #REF! | #REF! | #REF! |  | #REF! | #REF! | #REF! | #REF! |  | #REF! | #REF! | #REF! | #REF! |  | #REF! | #REF! | #REF! | #REF! |  | #REF! | #REF! | #REF! | #REF! |  | #REF! | #REF! | #REF! | #REF! |  | #REF! | #REF! | #REF! | #REF! |  | #REF! | #REF! | #REF! | #REF! |  | #REF! | #REF! | #REF! | #REF! |  | #REF! | #REF! | #REF! | #REF! |  | #REF! | #REF! | #REF! | #REF! |  | #REF! | #REF! | #REF! | #REF! |  | #REF! | #REF! | #REF! | #REF! |  | #REF! | #REF! | #REF! | #REF! |  | #REF! | #REF! | #REF! | #REF! |  | #REF! | #REF! | #REF! | #REF! |  | #REF! | #REF! | #REF! | #REF! |  | #REF! | #REF! | #REF! | #REF! |  | #REF! | #REF! | #REF! | #REF! |  | #REF! | #REF! | #REF! | #REF! | 544.12 | #REF! | #REF! | #REF! | #REF! |  | #REF! | #REF! | #REF! | #REF! |  | #REF! | #REF! | #REF! | #REF! | #REF! | #REF! | #REF! | #REF! |  |  | No Amendment | #REF! | #REF! | #REF!
[7 empty] | #REF! | #REF! | #REF! | #REF! |  | #REF! | #REF! | #REF! | #REF! |  | #REF! | #REF! | #REF! | #REF! |  | #REF! | #REF! | #REF! | #REF! |  | #REF! | #REF! | #REF! | #REF! |  | #REF! | #REF! | #REF! | #REF! |  | #REF! | #REF! | #REF! | #REF! |  | #REF! | #REF! | #REF! | #REF! |  | #REF! | #REF! | #REF! | #REF! |  | #REF! | #REF! | #REF! | #REF! |  | #REF! | #REF! | #REF! | #REF! |  | #REF! | #REF! | #REF! | #REF! |  | #REF! | #REF! | #REF! | #REF! |  | #REF! | #REF! | #REF! | #REF! |  | #REF! | #REF! | #REF! | #REF! |  | #REF! | #REF! | #REF! | #REF! |  | #REF! | #REF! | #REF! | #REF! |  | #REF! | #REF! | #REF! | #REF! |  | #REF! | #REF! | #REF! | #REF! |  | #REF! | #REF! | #REF! | #REF! |  | #REF! | #REF! | #REF! | #REF! |  | #REF! | #REF! | #REF! | #REF! |  | #REF! | #REF! | #REF! | #REF! |  | #REF! | #REF! | #REF! | #REF! | #REF! | #REF! | #REF! | #REF! |  |  | No Amendment | #REF! | #REF! | #REF! |  | One TII project rate provided, Quantity 69m. Rate considerably lower than TII SoR.
| Drainage & Service Ducts | Chambers and Gullies | Standard In-situ Concrete Road Gully; General construction to CC-SCD-00511; Depth not exceeding 1m; class D400 flat cover and frame; | nr |  |  | #REF! | #REF! | #REF! | #REF! |  | #REF! | #REF! | #REF! | #REF! |  | #REF! | #REF! | #REF! | #REF! |  | #REF! | #REF! | #REF! | #REF! |  | #REF! | #REF! | #REF! | #REF! |  | #REF! | #REF! | #REF! | #REF! |  | #REF! | #REF! | #REF! | #REF! |  | #REF! | #REF! | #REF! | #REF! | 745 | #REF! | #REF! | #REF! | #REF! |  | #REF! | #REF! | #REF! | #REF! |  | #REF! | #REF! | #REF! | #REF! |  | #REF! | #REF! | #REF! | #REF! |  | #REF! | #REF! | #REF! | #REF! |  | #REF! | #REF! | #REF! | #REF! |  | #REF! | #REF! | #REF! | #REF! |  | #REF! | #REF! | #REF! | #REF! |  | #REF! | #REF! | #REF! | #REF! |  | #REF! | #REF! | #REF! | #REF! |  | #REF! | #REF! | #REF! | #REF! |  | #REF! | #REF! | #REF! | #REF! |  | #REF! | #REF! | #REF! | #REF! |  | #REF! | #REF! | #REF! | #REF! |  | #REF! | #REF! | #REF! | #REF! |  | #REF! | #REF! | #REF! | #REF! | #REF! | #REF! | #REF! | #REF! |  |  | No Amendment | #REF! | #REF! | #REF!
500.16 | Drainage & Service Ducts | Chambers and Gullies | Gulley in accordance with RCD/500/10 depth to invert exceeding 1m but not exceeding 2m with D400 cover to IS 124 | nr |  |  | #REF! | #REF! | #REF! |  | 279.63 | #REF! | #REF! | #REF! | #REF! |  | #REF! | #REF! | #REF! |  |  | #REF! | #REF! | #REF! |  |  | #REF! | #REF! | #REF! |  |  | #REF! | #REF! | #REF! |  |  | #REF! | #REF! | #REF! |  |  | #REF! | #REF! | #REF! |  | 450 | #REF! | #REF! | #REF! | #REF! |  | #REF! | #REF! | #REF! |  |  | #REF! | #REF! | #REF! |  |  | #REF! | #REF! | #REF! |  | 751.995 | #REF! | #REF! | #REF! | #REF! |  | #REF! | #REF! | #REF! |  |  | #REF! | #REF! | #REF! |  |  | #REF! | #REF! | #REF! |  |  | #REF! | #REF! | #REF! |  | 268.32 | #REF! | #REF! | #REF! | #REF! |  | #REF! | #REF! | #REF! |  |  | #REF! | #REF! | #REF! |  |  | #REF! | #REF! | #REF! |  | 352.21 | #REF! | #REF! | #REF! | #REF! | 578.28 | #REF! | #REF! | #REF! | #REF! |  | #REF! | #REF! | #REF! |  | #REF! | #REF! | #REF! | #REF! | #REF! | #REF! | No Amendment | #REF! | #REF! | #REF!
| Drainage & Service Ducts | Chambers and Gullies | Precast gully as per TII CC-SCD-00510. Storm Gully Type D400 | nr |  |  | #REF! | #REF! | #REF! | #REF! |  | #REF! | #REF! | #REF! | #REF! |  | #REF! | #REF! | #REF! | #REF! |  | #REF! | #REF! | #REF! | #REF! |  | #REF! | #REF! | #REF! | #REF! |  | #REF! | #REF! | #REF! | #REF! |  | #REF! | #REF! | #REF! | #REF! |  | #REF! | #REF! | #REF! | #REF! |  | #REF! | #REF! | #REF! | #REF! |  | #REF! | #REF! | #REF! | #REF! |  | #REF! | #REF! | #REF! | #REF! |  | #REF! | #REF! | #REF! | #REF! |  | #REF! | #REF! | #REF! | #REF! |  | #REF! | #REF! | #REF! | #REF! |  | #REF! | #REF! | #REF! | #REF! |  | #REF! | #REF! | #REF! | #REF! |  | #REF! | #REF! | #REF! | #REF! |  | #REF! | #REF! | #REF! | #REF! |  | #REF! | #REF! | #REF! | #REF! |  | #REF! | #REF! | #REF! | #REF! |  | #REF! | #REF! | #REF! | #REF! | 352.21 | #REF! | #REF! | #REF! | #REF! |  | #REF! | #REF! | #REF! | #REF! |  | #REF! | #REF! | #REF! | #REF! | #REF! | #REF! | #REF! | #REF! |  |  | No Amendment | #REF! | #REF! | #REF!
| Drainage & Service Ducts | Chambers and Gullies | Precaste Concrete Gully; Class D400 cover and frame; Untrapped single gully as per CC-SCD-00510; depth to invert exceeding 1 metre but not exceeding 2 metres. | nr |  |  | #REF! | #REF! | #REF! | #REF! | 279.63 | #REF! | #REF! | #REF! | #REF! |  | #REF! | #REF! | #REF! | #REF! |  | #REF! | #REF! | #REF! | #REF! |  | #REF! | #REF! | #REF! | #REF! |  | #REF! | #REF! | #REF! | #REF! |  | #REF! | #REF! | #REF! | #REF! |  | #REF! | #REF! | #REF! | #REF! |  | #REF! | #REF! | #REF! | #REF! |  | #REF! | #REF! | #REF! | #REF! |  | #REF! | #REF! | #REF! | #REF! |  | #REF! | #REF! | #REF! | #REF! |  | #REF! | #REF! | #REF! | #REF! |  | #REF! | #REF! | #REF! | #REF! |  | #REF! | #REF! | #REF! | #REF! |  | #REF! | #REF! | #REF! | #REF! |  | #REF! | #REF! | #REF! | #REF! |  | #REF! | #REF! | #REF! | #REF! |  | #REF! | #REF! | #REF! | #REF! |  | #REF! | #REF! | #REF! | #REF! |  | #REF! | #REF! | #REF! | #REF! |  | #REF! | #REF! | #REF! | #REF! |  | #REF! | #REF! | #REF! | #REF! |  | #REF! | #REF! | #REF! | #REF! | #REF! | #REF! | #REF! | #REF! |  |  | No Amendment | #REF! | #REF! | #REF!
[7 empty] | #REF! | #REF! | #REF! | #REF! |  | #REF! | #REF! | #REF! | #REF! |  | #REF! | #REF! | #REF! | #REF! |  | #REF! | #REF! | #REF! | #REF! |  | #REF! | #REF! | #REF! | #REF! |  | #REF! | #REF! | #REF! | #REF! |  | #REF! | #REF! | #REF! | #REF! |  | #REF! | #REF! | #REF! | #REF! |  | #REF! | #REF! | #REF! | #REF! |  | #REF! | #REF! | #REF! | #REF! |  | #REF! | #REF! | #REF! | #REF! |  | #REF! | #REF! | #REF! | #REF! |  | #REF! | #REF! | #REF! | #REF! |  | #REF! | #REF! | #REF! | #REF! |  | #REF! | #REF! | #REF! | #REF! |  | #REF! | #REF! | #REF! | #REF! |  | #REF! | #REF! | #REF! | #REF! |  | #REF! | #REF! | #REF! | #REF! |  | #REF! | #REF! | #REF! | #REF! |  | #REF! | #REF! | #REF! | #REF! |  | #REF! | #REF! | #REF! | #REF! |  | #REF! | #REF! | #REF! | #REF! |  | #REF! | #REF! | #REF! | #REF! |  | #REF! | #REF! | #REF! | #REF! | #REF! | #REF! | #REF! | #REF! |  |  | No Amendment | #REF! | #REF! | #REF!
| Drainage & Service Ducts | Chambers and Gullies | Proposed new cycle friendly gully; pot, cover, frame and mastic | nr |  |  | #REF! | #REF! | #REF! | #REF! |  | #REF! | #REF! | #REF! | #REF! |  | #REF! | #REF! | #REF! | #REF! |  | #REF! | #REF! | #REF! | #REF! |  | #REF! | #REF! | #REF! | #REF! |  | #REF! | #REF! | #REF! | #REF! |  | #REF! | #REF! | #REF! | #REF! |  | #REF! | #REF! | #REF! | #REF! |  | #REF! | #REF! | #REF! | #REF! |  | #REF! | #REF! | #REF! | #REF! |  | #REF! | #REF! | #REF! | #REF! |  | #REF! | #REF! | #REF! | #REF! | 1079.07 | #REF! | #REF! | #REF! | #REF! |  | #REF! | #REF! | #REF! | #REF! |  | #REF! | #REF! | #REF! | #REF! |  | #REF! | #REF! | #REF! | #REF! |  | #REF! | #REF! | #REF! | #REF! |  | #REF! | #REF! | #REF! | #REF! |  | #REF! | #REF! | #REF! | #REF! |  | #REF! | #REF! | #REF! | #REF! |  | #REF! | #REF! | #REF! | #REF! |  | #REF! | #REF! | #REF! | #REF! |  | #REF! | #REF! | #REF! | #REF! |  | #REF! | #REF! | #REF! | #REF! | #REF! | #REF! | #REF! | #REF! |  |  | No Amendment | #REF! | #REF! | #REF!
| Drainage & Service Ducts | Chambers and Gullies | Standard In-situ Concrete Pedestrian Gully; General construction to CC-SCD-00511; Depth not exceeding 1 metre; class C250 pedestrian friendly cover and frame | nr |  |  | #REF! | #REF! | #REF! | #REF! |  | #REF! | #REF! | #REF! | #REF! |  | #REF! | #REF! | #REF! | #REF! |  | #REF! | #REF! | #REF! | #REF! |  | #REF! | #REF! | #REF! | #REF! |  | #REF! | #REF! | #REF! | #REF! |  | #REF! | #REF! | #REF! | #REF! |  | #REF! | #REF! | #REF! | #REF! | 450 | #REF! | #REF! | #REF! | #REF! |  | #REF! | #REF! | #REF! | #REF! |  | #REF! | #REF! | #REF! | #REF! |  | #REF! | #REF! | #REF! | #REF! |  | #REF! | #REF! | #REF! | #REF! |  | #REF! | #REF! | #REF! | #REF! |  | #REF! | #REF! | #REF! | #REF! |  | #REF! | #REF! | #REF! | #REF! |  | #REF! | #REF! | #REF! | #REF! |  | #REF! | #REF! | #REF! | #REF! |  | #REF! | #REF! | #REF! | #REF! |  | #REF! | #REF! | #REF! | #REF! |  | #REF! | #REF! | #REF! | #REF! |  | #REF! | #REF! | #REF! | #REF! |  | #REF! | #REF! | #REF! | #REF! |  | #REF! | #REF! | #REF! | #REF! | #REF! | #REF! | #REF! | #REF! |  |  | No Amendment | #REF! | #REF! | #REF!
| Drainage & Service Ducts | Chambers and Gullies | Gully lid to be replaced with cycle friendly grating | nr |  |  | #REF! | #REF! | #REF! | #REF! |  | #REF! | #REF! | #REF! | #REF! |  | #REF! | #REF! | #REF! | #REF! |  | #REF! | #REF! | #REF! | #REF! |  | #REF! | #REF! | #REF! | #REF! |  | #REF! | #REF! | #REF! | #REF! |  | #REF! | #REF! | #REF! | #REF! |  | #REF! | #REF! | #REF! | #REF! |  | #REF! | #REF! | #REF! | #REF! |  | #REF! | #REF! | #REF! | #REF! |  | #REF! | #REF! | #REF! | #REF! |  | #REF! | #REF! | #REF! | #REF! | 424.92 | #REF! | #REF! | #REF! | #REF! |  | #REF! | #REF! | #REF! | #REF! |  | #REF! | #REF! | #REF! | #REF! |  | #REF! | #REF! | #REF! | #REF! |  | #REF! | #REF! | #REF! | #REF! |  | #REF! | #REF! | #REF! | #REF! |  | #REF! | #REF! | #REF! | #REF! |  | #REF! | #REF! | #REF! | #REF! |  | #REF! | #REF! | #REF! | #REF! |  | #REF! | #REF! | #REF! | #REF! |  | #REF! | #REF! | #REF! | #REF! |  | #REF! | #REF! | #REF! | #REF! | #REF! | #REF! | #REF! | #REF! |  |  | No Amendment | #REF! | #REF! | #REF!
[7 empty] | #REF! | #REF! | #REF! | #REF! |  | #REF! | #REF! | #REF! | #REF! |  | #REF! | #REF! | #REF! | #REF! |  | #REF! | #REF! | #REF! | #REF! |  | #REF! | #REF! | #REF! | #REF! |  | #REF! | #REF! | #REF! | #REF! |  | #REF! | #REF! | #REF! | #REF! |  | #REF! | #REF! | #REF! | #REF! |  | #REF! | #REF! | #REF! | #REF! |  | #REF! | #REF! | #REF! | #REF! |  | #REF! | #REF! | #REF! | #REF! |  | #REF! | #REF! | #REF! | #REF! |  | #REF! | #REF! | #REF! | #REF! |  | #REF! | #REF! | #REF! | #REF! |  | #REF! | #REF! | #REF! | #REF! |  | #REF! | #REF! | #REF! | #REF! |  | #REF! | #REF! | #REF! | #REF! |  | #REF! | #REF! | #REF! | #REF! |  | #REF! | #REF! | #REF! | #REF! |  | #REF! | #REF! | #REF! | #REF! |  | #REF! | #REF! | #REF! | #REF! |  | #REF! | #REF! | #REF! | #REF! |  | #REF! | #REF! | #REF! | #REF! |  | #REF! | #REF! | #REF! | #REF! | #REF! | #REF! | #REF! | #REF! |  |  | No Amendment | #REF! | #REF! | #REF!
| Drainage & Service Ducts | Chambers and Gullies | Gullies, In situ concrete, depth to invert not exceeding 1m, Type E600 grating and grame to EN124 in accordance with CC-SCD-05010 | m |  |  | #REF! | #REF! | #REF! | #REF! |  | #REF! | #REF! | #REF! | #REF! |  | #REF! | #REF! | #REF! | #REF! |  | #REF! | #REF! | #REF! | #REF! |  | #REF! | #REF! | #REF! | #REF! |  | #REF! | #REF! | #REF! | #REF! |  | #REF! | #REF! | #REF! | #REF! |  | #REF! | #REF! | #REF! | #REF! |  | #REF! | #REF! | #REF! | #REF! |  | #REF! | #REF! | #REF! | #REF! |  | #REF! | #REF! | #REF! | #REF! |  | #REF! | #REF! | #REF! | #REF! |  | #REF! | #REF! | #REF! | #REF! |  | #REF! | #REF! | #REF! | #REF! |  | #REF! | #REF! | #REF! | #REF! |  | #REF! | #REF! | #REF! | #REF! |  | #REF! | #REF! | #REF! | #REF! |  | #REF! | #REF! | #REF! | #REF! |  | #REF! | #REF! | #REF! | #REF! |  | #REF! | #REF! | #REF! | #REF! |  | #REF! | #REF! | #REF! | #REF! |  | #REF! | #REF! | #REF! | #REF! | 578.28 | #REF! | #REF! | #REF! | #REF! |  | #REF! | #REF! | #REF! | #REF! | #REF! | #REF! | #REF! | #REF! |  |  | No Amendment | #REF! | #REF! | #REF!
| Drainage & Service Ducts | Chambers and Gullies | Surface water; Floor drain (Ejaquario F-H400 FTS D400 Benor or simillar approved) | nr |  |  | #REF! | #REF! | #REF! | #REF! |  | #REF! | #REF! | #REF! | #REF! |  | #REF! | #REF! | #REF! | #REF! |  | #REF! | #REF! | #REF! | #REF! |  | #REF! | #REF! | #REF! | #REF! |  | #REF! | #REF! | #REF! | #REF! |  | #REF! | #REF! | #REF! | #REF! |  | #REF! | #REF! | #REF! | #REF! |  | #REF! | #REF! | #REF! | #REF! |  | #REF! | #REF! | #REF! | #REF! |  | #REF! | #REF! | #REF! | #REF! |  | #REF! | #REF! | #REF! | #REF! |  | #REF! | #REF! | #REF! | #REF! |  | #REF! | #REF! | #REF! | #REF! |  | #REF! | #REF! | #REF! | #REF! |  | #REF! | #REF! | #REF! | #REF! |  | #REF! | #REF! | #REF! | #REF! |  | #REF! | #REF! | #REF! | #REF! |  | #REF! | #REF! | #REF! | #REF! |  | #REF! | #REF! | #REF! | #REF! |  | #REF! | #REF! | #REF! | #REF! | 643.56 | #REF! | #REF! | #REF! | #REF! |  | #REF! | #REF! | #REF! | #REF! |  | #REF! | #REF! | #REF! | #REF! | #REF! | #REF! | #REF! | #REF! |  |  | No Amendment | #REF! | #REF! | #REF!
[7 empty] | #REF! | #REF! | #REF! | #REF! |  | #REF! | #REF! | #REF! | #REF! |  | #REF! | #REF! | #REF! | #REF! |  | #REF! | #REF! | #REF! | #REF! |  | #REF! | #REF! | #REF! | #REF! |  | #REF! | #REF! | #REF! | #REF! |  | #REF! | #REF! | #REF! | #REF! |  | #REF! | #REF! | #REF! | #REF! |  | #REF! | #REF! | #REF! | #REF! |  | #REF! | #REF! | #REF! | #REF! |  | #REF! | #REF! | #REF! | #REF! |  | #REF! | #REF! | #REF! | #REF! |  | #REF! | #REF! | #REF! | #REF! |  | #REF! | #REF! | #REF! | #REF! |  | #REF! | #REF! | #REF! | #REF! |  | #REF! | #REF! | #REF! | #REF! |  | #REF! | #REF! | #REF! | #REF! |  | #REF! | #REF! | #REF! | #REF! |  | #REF! | #REF! | #REF! | #REF! |  | #REF! | #REF! | #REF! | #REF! |  | #REF! | #REF! | #REF! | #REF! |  | #REF! | #REF! | #REF! | #REF! |  | #REF! | #REF! | #REF! | #REF! |  | #REF! | #REF! | #REF! | #REF! | #REF! | #REF! | #REF! | #REF! |  |  | No Amendment | #REF! | #REF! | #REF!
| Drainage & Service Ducts | Connections | Connection of 110mm surface water ACO channel drainage to proposed 225mm diameter sewer; depth to invert not exceeding 2 metres | nr |  |  | #REF! | #REF! | #REF! | #REF! |  | #REF! | #REF! | #REF! | #REF! |  | #REF! | #REF! | #REF! | #REF! | 140 | #REF! | #REF! | #REF! | #REF! |  | #REF! | #REF! | #REF! | #REF! |  | #REF! | #REF! | #REF! | #REF! |  | #REF! | #REF! | #REF! | #REF! |  | #REF! | #REF! | #REF! | #REF! |  | #REF! | #REF! | #REF! | #REF! |  | #REF! | #REF! | #REF! | #REF! |  | #REF! | #REF! | #REF! | #REF! |  | #REF! | #REF! | #REF! | #REF! |  | #REF! | #REF! | #REF! | #REF! |  | #REF! | #REF! | #REF! | #REF! |  | #REF! | #REF! | #REF! | #REF! |  | #REF! | #REF! | #REF! | #REF! |  | #REF! | #REF! | #REF! | #REF! |  | #REF! | #REF! | #REF! | #REF! |  | #REF! | #REF! | #REF! | #REF! |  | #REF! | #REF! | #REF! | #REF! |  | #REF! | #REF! | #REF! | #REF! |  | #REF! | #REF! | #REF! | #REF! |  | #REF! | #REF! | #REF! | #REF! |  | #REF! | #REF! | #REF! | #REF! | #REF! | #REF! | #REF! | #REF! |  |  | No Amendment | #REF! | #REF! | #REF!
[7 empty] | #REF! | #REF! | #REF! | #REF! |  | #REF! | #REF! | #REF! | #REF! |  | #REF! | #REF! | #REF! | #REF! |  | #REF! | #REF! | #REF! | #REF! |  | #REF! | #REF! | #REF! | #REF! |  | #REF! | #REF! | #REF! | #REF! |  | #REF! | #REF! | #REF! | #REF! |  | #REF! | #REF! | #REF! | #REF! |  | #REF! | #REF! | #REF! | #REF! |  | #REF! | #REF! | #REF! | #REF! |  | #REF! | #REF! | #REF! | #REF! |  | #REF! | #REF! | #REF! | #REF! |  | #REF! | #REF! | #REF! | #REF! |  | #REF! | #REF! | #REF! | #REF! |  | #REF! | #REF! | #REF! | #REF! |  | #REF! | #REF! | #REF! | #REF! |  | #REF! | #REF! | #REF! | #REF! |  | #REF! | #REF! | #REF! | #REF! |  | #REF! | #REF! | #REF! | #REF! |  | #REF! | #REF! | #REF! | #REF! |  | #REF! | #REF! | #REF! | #REF! |  | #REF! | #REF! | #REF! | #REF! |  | #REF! | #REF! | #REF! | #REF! |  | #REF! | #REF! | #REF! | #REF! | #REF! | #REF! | #REF! | #REF! |  |  | No Amendment | #REF! | #REF! | #REF!
500.17 | Drainage & Service Ducts | Connections | Connection of 150mm gully leads to new 300mm diameter surface water sewer; depth to invert not exceeding 2 metres | nr |  |  | #REF! | #REF! | #REF! |  |  | #REF! | #REF! | #REF! |  |  | #REF! | #REF! | #REF! |  | 90 | #REF! | #REF! | #REF! | #REF! |  | #REF! | #REF! | #REF! |  |  | #REF! | #REF! | #REF! |  | 383.3333 | #REF! | #REF! | #REF! | #REF! |  | #REF! | #REF! | #REF! |  | 81.75 | #REF! | #REF! | #REF! | #REF! |  | #REF! | #REF! | #REF! |  |  | #REF! | #REF! | #REF! |  |  | #REF! | #REF! | #REF! |  |  | #REF! | #REF! | #REF! |  |  | #REF! | #REF! | #REF! |  |  | #REF! | #REF! | #REF! |  |  | #REF! | #REF! | #REF! |  |  | #REF! | #REF! | #REF! |  |  | #REF! | #REF! | #REF! |  |  | #REF! | #REF! | #REF! |  | 300 | #REF! | #REF! | #REF! | #REF! |  | #REF! | #REF! | #REF! |  |  | #REF! | #REF! | #REF! |  |  | #REF! | #REF! | #REF! |  |  | #REF! | #REF! | #REF! |  | #REF! | #REF! | #REF! | #REF! | #REF! | #REF! | No Amendment | #REF! | #REF! | #REF!
| Drainage & Service Ducts | Connections | Conncection of 150mm gully leads to existing gully lead; depth to invert not exceeding 2 metres | nr |  |  | #REF! | #REF! | #REF! | #REF! |  | #REF! | #REF! | #REF! | #REF! |  | #REF! | #REF! | #REF! | #REF! |  | #REF! | #REF! | #REF! | #REF! |  | #REF! | #REF! | #REF! | #REF! |  | #REF! | #REF! | #REF! | #REF! | 250 | #REF! | #REF! | #REF! | #REF! |  | #REF! | #REF! | #REF! | #REF! |  | #REF! | #REF! | #REF! | #REF! |  | #REF! | #REF! | #REF! | #REF! |  | #REF! | #REF! | #REF! | #REF! |  | #REF! | #REF! | #REF! | #REF! |  | #REF! | #REF! | #REF! | #REF! |  | #REF! | #REF! | #REF! | #REF! |  | #REF! | #REF! | #REF! | #REF! |  | #REF! | #REF! | #REF! | #REF! |  | #REF! | #REF! | #REF! | #REF! |  | #REF! | #REF! | #REF! | #REF! |  | #REF! | #REF! | #REF! | #REF! |  | #REF! | #REF! | #REF! | #REF! |  | #REF! | #REF! | #REF! | #REF! |  | #REF! | #REF! | #REF! | #REF! |  | #REF! | #REF! | #REF! | #REF! |  | #REF! | #REF! | #REF! | #REF! | #REF! | #REF! | #REF! | #REF! |  |  | No Amendment | #REF! | #REF! | #REF!
| Drainage & Service Ducts | Connections | Connection of 150mm gully leads to existing surface water sewer manhole; depth to invert not exceeding 2 metres | nr |  |  | #REF! | #REF! | #REF! | #REF! |  | #REF! | #REF! | #REF! | #REF! |  | #REF! | #REF! | #REF! | #REF! |  | #REF! | #REF! | #REF! | #REF! |  | #REF! | #REF! | #REF! | #REF! |  | #REF! | #REF! | #REF! | #REF! | 450 | #REF! | #REF! | #REF! | #REF! |  | #REF! | #REF! | #REF! | #REF! |  | #REF! | #REF! | #REF! | #REF! |  | #REF! | #REF! | #REF! | #REF! |  | #REF! | #REF! | #REF! | #REF! |  | #REF! | #REF! | #REF! | #REF! |  | #REF! | #REF! | #REF! | #REF! |  | #REF! | #REF! | #REF! | #REF! |  | #REF! | #REF! | #REF! | #REF! |  | #REF! | #REF! | #REF! | #REF! |  | #REF! | #REF! | #REF! | #REF! |  | #REF! | #REF! | #REF! | #REF! |  | #REF! | #REF! | #REF! | #REF! |  | #REF! | #REF! | #REF! | #REF! |  | #REF! | #REF! | #REF! | #REF! |  | #REF! | #REF! | #REF! | #REF! |  | #REF! | #REF! | #REF! | #REF! |  | #REF! | #REF! | #REF! | #REF! | #REF! | #REF! | #REF! | #REF! |  |  | No Amendment | #REF! | #REF! | #REF!
| Drainage & Service Ducts | Connections | Connection of 150mm gully leads to existing combined foul and surface water sewer pipe; depth to invert not exceeding 2 metres | nr |  |  | #REF! | #REF! | #REF! | #REF! |  | #REF! | #REF! | #REF! | #REF! |  | #REF! | #REF! | #REF! | #REF! |  | #REF! | #REF! | #REF! | #REF! |  | #REF! | #REF! | #REF! | #REF! |  | #REF! | #REF! | #REF! | #REF! | 450 | #REF! | #REF! | #REF! | #REF! |  | #REF! | #REF! | #REF! | #REF! |  | #REF! | #REF! | #REF! | #REF! |  | #REF! | #REF! | #REF! | #REF! |  | #REF! | #REF! | #REF! | #REF! |  | #REF! | #REF! | #REF! | #REF! |  | #REF! | #REF! | #REF! | #REF! |  | #REF! | #REF! | #REF! | #REF! |  | #REF! | #REF! | #REF! | #REF! |  | #REF! | #REF! | #REF! | #REF! |  | #REF! | #REF! | #REF! | #REF! |  | #REF! | #REF! | #REF! | #REF! |  | #REF! | #REF! | #REF! | #REF! |  | #REF! | #REF! | #REF! | #REF! |  | #REF! | #REF! | #REF! | #REF! |  | #REF! | #REF! | #REF! | #REF! |  | #REF! | #REF! | #REF! | #REF! |  | #REF! | #REF! | #REF! | #REF! | #REF! | #REF! | #REF! | #REF! |  |  | No Amendment | #REF! | #REF! | #REF!
| Drainage & Service Ducts | Connections | Connection of 150mm gully leads to proposed 225 diameter surface water sewer; depth to invert not exceeding 2m; average depth 1.2m. | nr |  |  | #REF! | #REF! | #REF! | #REF! |  | #REF! | #REF! | #REF! | #REF! |  | #REF! | #REF! | #REF! | #REF! |  | #REF! | #REF! | #REF! | #REF! |  | #REF! | #REF! | #REF! | #REF! |  | #REF! | #REF! | #REF! | #REF! |  | #REF! | #REF! | #REF! | #REF! |  | #REF! | #REF! | #REF! | #REF! | 92 | #REF! | #REF! | #REF! | #REF! |  | #REF! | #REF! | #REF! | #REF! |  | #REF! | #REF! | #REF! | #REF! |  | #REF! | #REF! | #REF! | #REF! |  | #REF! | #REF! | #REF! | #REF! |  | #REF! | #REF! | #REF! | #REF! |  | #REF! | #REF! | #REF! | #REF! |  | #REF! | #REF! | #REF! | #REF! |  | #REF! | #REF! | #REF! | #REF! |  | #REF! | #REF! | #REF! | #REF! |  | #REF! | #REF! | #REF! | #REF! |  | #REF! | #REF! | #REF! | #REF! |  | #REF! | #REF! | #REF! | #REF! |  | #REF! | #REF! | #REF! | #REF! |  | #REF! | #REF! | #REF! | #REF! |  | #REF! | #REF! | #REF! | #REF! | #REF! | #REF! | #REF! | #REF! |  |  | No Amendment | #REF! | #REF! | #REF!
| Drainage & Service Ducts | Connections | Connection of 150mm gully leads to proposed 150 diameter surface water sewer; depth to invert not exceeding 2m; average depth 1.2m. | nr |  |  | #REF! | #REF! | #REF! | #REF! |  | #REF! | #REF! | #REF! | #REF! |  | #REF! | #REF! | #REF! | #REF! |  | #REF! | #REF! | #REF! | #REF! |  | #REF! | #REF! | #REF! | #REF! |  | #REF! | #REF! | #REF! | #REF! |  | #REF! | #REF! | #REF! | #REF! |  | #REF! | #REF! | #REF! | #REF! | 75 | #REF! | #REF! | #REF! | #REF! |  | #REF! | #REF! | #REF! | #REF! |  | #REF! | #REF! | #REF! | #REF! |  | #REF! | #REF! | #REF! | #REF! |  | #REF! | #REF! | #REF! | #REF! |  | #REF! | #REF! | #REF! | #REF! |  | #REF! | #REF! | #REF! | #REF! |  | #REF! | #REF! | #REF! | #REF! |  | #REF! | #REF! | #REF! | #REF! |  | #REF! | #REF! | #REF! | #REF! |  | #REF! | #REF! | #REF! | #REF! |  | #REF! | #REF! | #REF! | #REF! |  | #REF! | #REF! | #REF! | #REF! |  | #REF! | #REF! | #REF! | #REF! |  | #REF! | #REF! | #REF! | #REF! |  | #REF! | #REF! | #REF! | #REF! | #REF! | #REF! | #REF! | #REF! |  |  | No Amendment | #REF! | #REF! | #REF!
| Drainage & Service Ducts | Connections | Connection of 150mm gully leads to proposed surface water sewer manhole; depth to invert not exceeding 2m; average depth 1.2m. | nr |  |  | #REF! | #REF! | #REF! | #REF! |  | #REF! | #REF! | #REF! | #REF! |  | #REF! | #REF! | #REF! | #REF! |  | #REF! | #REF! | #REF! | #REF! |  | #REF! | #REF! | #REF! | #REF! |  | #REF! | #REF! | #REF! | #REF! |  | #REF! | #REF! | #REF! | #REF! |  | #REF! | #REF! | #REF! | #REF! | 75 | #REF! | #REF! | #REF! | #REF! |  | #REF! | #REF! | #REF! | #REF! |  | #REF! | #REF! | #REF! | #REF! |  | #REF! | #REF! | #REF! | #REF! |  | #REF! | #REF! | #REF! | #REF! |  | #REF! | #REF! | #REF! | #REF! |  | #REF! | #REF! | #REF! | #REF! |  | #REF! | #REF! | #REF! | #REF! |  | #REF! | #REF! | #REF! | #REF! |  | #REF! | #REF! | #REF! | #REF! |  | #REF! | #REF! | #REF! | #REF! |  | #REF! | #REF! | #REF! | #REF! |  | #REF! | #REF! | #REF! | #REF! |  | #REF! | #REF! | #REF! | #REF! |  | #REF! | #REF! | #REF! | #REF! |  | #REF! | #REF! | #REF! | #REF! | #REF! | #REF! | #REF! | #REF! |  |  | No Amendment | #REF! | #REF! | #REF!
| Drainage & Service Ducts | Connections | Connection of 150mm gully leads to existing 150mm diameter surface water sewer; depth to invert not exceeding 2m; average depth 1m. | nr |  |  | #REF! | #REF! | #REF! | #REF! |  | #REF! | #REF! | #REF! | #REF! |  | #REF! | #REF! | #REF! | #REF! |  | #REF! | #REF! | #REF! | #REF! |  | #REF! | #REF! | #REF! | #REF! |  | #REF! | #REF! | #REF! | #REF! |  | #REF! | #REF! | #REF! | #REF! |  | #REF! | #REF! | #REF! | #REF! | 85 | #REF! | #REF! | #REF! | #REF! |  | #REF! | #REF! | #REF! | #REF! |  | #REF! | #REF! | #REF! | #REF! |  | #REF! | #REF! | #REF! | #REF! |  | #REF! | #REF! | #REF! | #REF! |  | #REF! | #REF! | #REF! | #REF! |  | #REF! | #REF! | #REF! | #REF! |  | #REF! | #REF! | #REF! | #REF! |  | #REF! | #REF! | #REF! | #REF! |  | #REF! | #REF! | #REF! | #REF! |  | #REF! | #REF! | #REF! | #REF! |  | #REF! | #REF! | #REF! | #REF! |  | #REF! | #REF! | #REF! | #REF! |  | #REF! | #REF! | #REF! | #REF! |  | #REF! | #REF! | #REF! | #REF! |  | #REF! | #REF! | #REF! | #REF! | #REF! | #REF! | #REF! | #REF! |  |  | No Amendment | #REF! | #REF! | #REF!
| Drainage & Service Ducts | Connections | Connection of 150mm gully leads to new 225mm diameter surface water sewer; depth to invert not exceeding 2 metres | nr |  |  | #REF! | #REF! | #REF! | #REF! |  | #REF! | #REF! | #REF! | #REF! |  | #REF! | #REF! | #REF! | #REF! | 90 | #REF! | #REF! | #REF! | #REF! |  | #REF! | #REF! | #REF! | #REF! |  | #REF! | #REF! | #REF! | #REF! |  | #REF! | #REF! | #REF! | #REF! |  | #REF! | #REF! | #REF! | #REF! |  | #REF! | #REF! | #REF! | #REF! |  | #REF! | #REF! | #REF! | #REF! |  | #REF! | #REF! | #REF! | #REF! |  | #REF! | #REF! | #REF! | #REF! |  | #REF! | #REF! | #REF! | #REF! |  | #REF! | #REF! | #REF! | #REF! |  | #REF! | #REF! | #REF! | #REF! |  | #REF! | #REF! | #REF! | #REF! |  | #REF! | #REF! | #REF! | #REF! |  | #REF! | #REF! | #REF! | #REF! |  | #REF! | #REF! | #REF! | #REF! |  | #REF! | #REF! | #REF! | #REF! |  | #REF! | #REF! | #REF! | #REF! |  | #REF! | #REF! | #REF! | #REF! |  | #REF! | #REF! | #REF! | #REF! |  | #REF! | #REF! | #REF! | #REF! | #REF! | #REF! | #REF! | #REF! |  |  | No Amendment | #REF! | #REF! | #REF!
[7 empty] | #REF! | #REF! | #REF! | #REF! |  | #REF! | #REF! | #REF! | #REF! |  | #REF! | #REF! | #REF! | #REF! |  | #REF! | #REF! | #REF! | #REF! |  | #REF! | #REF! | #REF! | #REF! |  | #REF! | #REF! | #REF! | #REF! |  | #REF! | #REF! | #REF! | #REF! |  | #REF! | #REF! | #REF! | #REF! |  | #REF! | #REF! | #REF! | #REF! |  | #REF! | #REF! | #REF! | #REF! |  | #REF! | #REF! | #REF! | #REF! |  | #REF! | #REF! | #REF! | #REF! |  | #REF! | #REF! | #REF! | #REF! |  | #REF! | #REF! | #REF! | #REF! |  | #REF! | #REF! | #REF! | #REF! |  | #REF! | #REF! | #REF! | #REF! |  | #REF! | #REF! | #REF! | #REF! |  | #REF! | #REF! | #REF! | #REF! |  | #REF! | #REF! | #REF! | #REF! |  | #REF! | #REF! | #REF! | #REF! |  | #REF! | #REF! | #REF! | #REF! |  | #REF! | #REF! | #REF! | #REF! |  | #REF! | #REF! | #REF! | #REF! |  | #REF! | #REF! | #REF! | #REF! | #REF! | #REF! | #REF! | #REF! |  |  | No Amendment | #REF! | #REF! | #REF!
500.18 | Drainage & Service Ducts | Connections | Connection of proposed 150mm diameter PVC pipe to existing surface water chamber (Gully Connection). Depth to invert exceeding 2 m but not exceeding 4m. | nr |  |  | #REF! | #REF! | #REF! |  |  | #REF! | #REF! | #REF! |  |  | #REF! | #REF! | #REF! |  | 120 | #REF! | #REF! | #REF! | #REF! |  | #REF! | #REF! | #REF! |  |  | #REF! | #REF! | #REF! |  |  | #REF! | #REF! | #REF! |  |  | #REF! | #REF! | #REF! |  | 412.5 | #REF! | #REF! | #REF! | #REF! |  | #REF! | #REF! | #REF! |  |  | #REF! | #REF! | #REF! |  |  | #REF! | #REF! | #REF! |  |  | #REF! | #REF! | #REF! |  |  | #REF! | #REF! | #REF! |  |  | #REF! | #REF! | #REF! |  |  | #REF! | #REF! | #REF! |  |  | #REF! | #REF! | #REF! |  | 69.62 | #REF! | #REF! | #REF! | #REF! |  | #REF! | #REF! | #REF! |  |  | #REF! | #REF! | #REF! |  |  | #REF! | #REF! | #REF! |  | 22.54 | #REF! | #REF! | #REF! | #REF! |  | #REF! | #REF! | #REF! |  |  | #REF! | #REF! | #REF! |  | #REF! | #REF! | #REF! | #REF! | #REF! | #REF! | No Amendment | #REF! | #REF! | #REF!
| Drainage & Service Ducts | Connections | Connection of proposed 150mm diameter PVC pipe to existing surface water drain/pipe (Gully Connection). Depth to invert exceeding 2 m but not exceeding 4m. | nr |  |  | #REF! | #REF! | #REF! | #REF! |  | #REF! | #REF! | #REF! | #REF! |  | #REF! | #REF! | #REF! | #REF! |  | #REF! | #REF! | #REF! | #REF! |  | #REF! | #REF! | #REF! | #REF! |  | #REF! | #REF! | #REF! | #REF! |  | #REF! | #REF! | #REF! | #REF! |  | #REF! | #REF! | #REF! | #REF! |  | #REF! | #REF! | #REF! | #REF! |  | #REF! | #REF! | #REF! | #REF! |  | #REF! | #REF! | #REF! | #REF! |  | #REF! | #REF! | #REF! | #REF! |  | #REF! | #REF! | #REF! | #REF! |  | #REF! | #REF! | #REF! | #REF! |  | #REF! | #REF! | #REF! | #REF! |  | #REF! | #REF! | #REF! | #REF! |  | #REF! | #REF! | #REF! | #REF! |  | #REF! | #REF! | #REF! | #REF! |  | #REF! | #REF! | #REF! | #REF! |  | #REF! | #REF! | #REF! | #REF! |  | #REF! | #REF! | #REF! | #REF! | 22.54 | #REF! | #REF! | #REF! | #REF! |  | #REF! | #REF! | #REF! | #REF! |  | #REF! | #REF! | #REF! | #REF! | #REF! | #REF! | #REF! | #REF! |  |  | No Amendment | #REF! | #REF! | #REF!
| Drainage & Service Ducts | Connections | Connection of 150mm gully leads to new 225mm diameter surface water sewer; depth to invert exceeding 2 metres but not exceeding 4 m metres | nr |  |  | #REF! | #REF! | #REF! | #REF! |  | #REF! | #REF! | #REF! | #REF! |  | #REF! | #REF! | #REF! | #REF! | 120 | #REF! | #REF! | #REF! | #REF! |  | #REF! | #REF! | #REF! | #REF! |  | #REF! | #REF! | #REF! | #REF! |  | #REF! | #REF! | #REF! | #REF! |  | #REF! | #REF! | #REF! | #REF! |  | #REF! | #REF! | #REF! | #REF! |  | #REF! | #REF! | #REF! | #REF! |  | #REF! | #REF! | #REF! | #REF! |  | #REF! | #REF! | #REF! | #REF! |  | #REF! | #REF! | #REF! | #REF! |  | #REF! | #REF! | #REF! | #REF! |  | #REF! | #REF! | #REF! | #REF! |  | #REF! | #REF! | #REF! | #REF! |  | #REF! | #REF! | #REF! | #REF! |  | #REF! | #REF! | #REF! | #REF! |  | #REF! | #REF! | #REF! | #REF! |  | #REF! | #REF! | #REF! | #REF! |  | #REF! | #REF! | #REF! | #REF! |  | #REF! | #REF! | #REF! | #REF! |  | #REF! | #REF! | #REF! | #REF! |  | #REF! | #REF! | #REF! | #REF! | #REF! | #REF! | #REF! | #REF! |  |  | No Amendment | #REF! | #REF! | #REF!
| Drainage & Service Ducts | Connections | Connection of 150mm gully leads to new 300mm diameter surface water sewer; depth to invert exceeding 2 metres but not exceeding 4 m metres | nr |  |  | #REF! | #REF! | #REF! | #REF! |  | #REF! | #REF! | #REF! | #REF! |  | #REF! | #REF! | #REF! | #REF! | 120 | #REF! | #REF! | #REF! | #REF! |  | #REF! | #REF! | #REF! | #REF! |  | #REF! | #REF! | #REF! | #REF! |  | #REF! | #REF! | #REF! | #REF! |  | #REF! | #REF! | #REF! | #REF! |  | #REF! | #REF! | #REF! | #REF! |  | #REF! | #REF! | #REF! | #REF! |  | #REF! | #REF! | #REF! | #REF! |  | #REF! | #REF! | #REF! | #REF! |  | #REF! | #REF! | #REF! | #REF! |  | #REF! | #REF! | #REF! | #REF! |  | #REF! | #REF! | #REF! | #REF! |  | #REF! | #REF! | #REF! | #REF! |  | #REF! | #REF! | #REF! | #REF! |  | #REF! | #REF! | #REF! | #REF! |  | #REF! | #REF! | #REF! | #REF! |  | #REF! | #REF! | #REF! | #REF! |  | #REF! | #REF! | #REF! | #REF! |  | #REF! | #REF! | #REF! | #REF! |  | #REF! | #REF! | #REF! | #REF! |  | #REF! | #REF! | #REF! | #REF! | #REF! | #REF! | #REF! | #REF! |  |  | No Amendment | #REF! | #REF! | #REF!
| Drainage & Service Ducts | Connections | Connection of 150mm gully leads to existing 1325mm diameter surface water sewer; depth to invert exceeding 2m but not exceeding 4m; average depth 3m. | nr |  |  | #REF! | #REF! | #REF! | #REF! |  | #REF! | #REF! | #REF! | #REF! |  | #REF! | #REF! | #REF! | #REF! |  | #REF! | #REF! | #REF! | #REF! |  | #REF! | #REF! | #REF! | #REF! |  | #REF! | #REF! | #REF! | #REF! |  | #REF! | #REF! | #REF! | #REF! |  | #REF! | #REF! | #REF! | #REF! | 700 | #REF! | #REF! | #REF! | #REF! |  | #REF! | #REF! | #REF! | #REF! |  | #REF! | #REF! | #REF! | #REF! |  | #REF! | #REF! | #REF! | #REF! |  | #REF! | #REF! | #REF! | #REF! |  | #REF! | #REF! | #REF! | #REF! |  | #REF! | #REF! | #REF! | #REF! |  | #REF! | #REF! | #REF! | #REF! |  | #REF! | #REF! | #REF! | #REF! |  | #REF! | #REF! | #REF! | #REF! |  | #REF! | #REF! | #REF! | #REF! |  | #REF! | #REF! | #REF! | #REF! |  | #REF! | #REF! | #REF! | #REF! |  | #REF! | #REF! | #REF! | #REF! |  | #REF! | #REF! | #REF! | #REF! |  | #REF! | #REF! | #REF! | #REF! | #REF! | #REF! | #REF! | #REF! |  |  | No Amendment | #REF! | #REF! | #REF!
| Drainage & Service Ducts | Connections | Connection of 150mm gully leads to existing surface water sewer manhole; depth to invert exceeding 2m but not exceeding 4m; average depth 3m. | nr |  |  | #REF! | #REF! | #REF! | #REF! |  | #REF! | #REF! | #REF! | #REF! |  | #REF! | #REF! | #REF! | #REF! |  | #REF! | #REF! | #REF! | #REF! |  | #REF! | #REF! | #REF! | #REF! |  | #REF! | #REF! | #REF! | #REF! |  | #REF! | #REF! | #REF! | #REF! |  | #REF! | #REF! | #REF! | #REF! | 125 | #REF! | #REF! | #REF! | #REF! |  | #REF! | #REF! | #REF! | #REF! |  | #REF! | #REF! | #REF! | #REF! |  | #REF! | #REF! | #REF! | #REF! |  | #REF! | #REF! | #REF! | #REF! |  | #REF! | #REF! | #REF! | #REF! |  | #REF! | #REF! | #REF! | #REF! |  | #REF! | #REF! | #REF! | #REF! |  | #REF! | #REF! | #REF! | #REF! |  | #REF! | #REF! | #REF! | #REF! |  | #REF! | #REF! | #REF! | #REF! |  | #REF! | #REF! | #REF! | #REF! |  | #REF! | #REF! | #REF! | #REF! |  | #REF! | #REF! | #REF! | #REF! |  | #REF! | #REF! | #REF! | #REF! |  | #REF! | #REF! | #REF! | #REF! | #REF! | #REF! | #REF! | #REF! |  |  | No Amendment | #REF! | #REF! | #REF!
[7 empty] | #REF! | #REF! | #REF! | #REF! |  | #REF! | #REF! | #REF! | #REF! |  | #REF! | #REF! | #REF! | #REF! |  | #REF! | #REF! | #REF! | #REF! |  | #REF! | #REF! | #REF! | #REF! |  | #REF! | #REF! | #REF! | #REF! |  | #REF! | #REF! | #REF! | #REF! |  | #REF! | #REF! | #REF! | #REF! |  | #REF! | #REF! | #REF! | #REF! |  | #REF! | #REF! | #REF! | #REF! |  | #REF! | #REF! | #REF! | #REF! |  | #REF! | #REF! | #REF! | #REF! |  | #REF! | #REF! | #REF! | #REF! |  | #REF! | #REF! | #REF! | #REF! |  | #REF! | #REF! | #REF! | #REF! |  | #REF! | #REF! | #REF! | #REF! |  | #REF! | #REF! | #REF! | #REF! |  | #REF! | #REF! | #REF! | #REF! |  | #REF! | #REF! | #REF! | #REF! |  | #REF! | #REF! | #REF! | #REF! |  | #REF! | #REF! | #REF! | #REF! |  | #REF! | #REF! | #REF! | #REF! |  | #REF! | #REF! | #REF! | #REF! |  | #REF! | #REF! | #REF! | #REF! | #REF! | #REF! | #REF! | #REF! |  |  | No Amendment | #REF! | #REF! | #REF!
| Drainage & Service Ducts | Connections | Connection to existing chamber; new connection diameter 150mm, depth to invert exceeding 2 meters but not exceeding 4m | nr |  |  | #REF! | #REF! | #REF! | #REF! |  | #REF! | #REF! | #REF! | #REF! |  | #REF! | #REF! | #REF! | #REF! |  | #REF! | #REF! | #REF! | #REF! |  | #REF! | #REF! | #REF! | #REF! |  | #REF! | #REF! | #REF! | #REF! |  | #REF! | #REF! | #REF! | #REF! |  | #REF! | #REF! | #REF! | #REF! |  | #REF! | #REF! | #REF! | #REF! |  | #REF! | #REF! | #REF! | #REF! |  | #REF! | #REF! | #REF! | #REF! |  | #REF! | #REF! | #REF! | #REF! |  | #REF! | #REF! | #REF! | #REF! |  | #REF! | #REF! | #REF! | #REF! |  | #REF! | #REF! | #REF! | #REF! |  | #REF! | #REF! | #REF! | #REF! |  | #REF! | #REF! | #REF! | #REF! | 69.62 | #REF! | #REF! | #REF! | #REF! |  | #REF! | #REF! | #REF! | #REF! |  | #REF! | #REF! | #REF! | #REF! |  | #REF! | #REF! | #REF! | #REF! |  | #REF! | #REF! | #REF! | #REF! |  | #REF! | #REF! | #REF! | #REF! |  | #REF! | #REF! | #REF! | #REF! | #REF! | #REF! | #REF! | #REF! |  |  | No Amendment | #REF! | #REF! | #REF!
| Drainage & Service Ducts | Connections | Connection to existing road drain, sewer or piped culvert 150mm internal diameter; depth not exceeding 2 metres | nr |  |  | #REF! | #REF! | #REF! | #REF! |  | #REF! | #REF! | #REF! | #REF! |  | #REF! | #REF! | #REF! | #REF! |  | #REF! | #REF! | #REF! | #REF! |  | #REF! | #REF! | #REF! | #REF! |  | #REF! | #REF! | #REF! | #REF! |  | #REF! | #REF! | #REF! | #REF! |  | #REF! | #REF! | #REF! | #REF! |  | #REF! | #REF! | #REF! | #REF! |  | #REF! | #REF! | #REF! | #REF! |  | #REF! | #REF! | #REF! | #REF! |  | #REF! | #REF! | #REF! | #REF! |  | #REF! | #REF! | #REF! | #REF! |  | #REF! | #REF! | #REF! | #REF! |  | #REF! | #REF! | #REF! | #REF! |  | #REF! | #REF! | #REF! | #REF! |  | #REF! | #REF! | #REF! | #REF! |  | #REF! | #REF! | #REF! | #REF! |  | #REF! | #REF! | #REF! | #REF! | 300 | #REF! | #REF! | #REF! | #REF! |  | #REF! | #REF! | #REF! | #REF! |  | #REF! | #REF! | #REF! | #REF! |  | #REF! | #REF! | #REF! | #REF! |  | #REF! | #REF! | #REF! | #REF! | #REF! | #REF! | #REF! | #REF! |  |  | No Amendment | #REF! | #REF! | #REF!
[7 empty] | #REF! | #REF! | #REF! | #REF! |  | #REF! | #REF! | #REF! | #REF! |  | #REF! | #REF! | #REF! | #REF! |  | #REF! | #REF! | #REF! | #REF! |  | #REF! | #REF! | #REF! | #REF! |  | #REF! | #REF! | #REF! | #REF! |  | #REF! | #REF! | #REF! | #REF! |  | #REF! | #REF! | #REF! | #REF! |  | #REF! | #REF! | #REF! | #REF! |  | #REF! | #REF! | #REF! | #REF! |  | #REF! | #REF! | #REF! | #REF! |  | #REF! | #REF! | #REF! | #REF! |  | #REF! | #REF! | #REF! | #REF! |  | #REF! | #REF! | #REF! | #REF! |  | #REF! | #REF! | #REF! | #REF! |  | #REF! | #REF! | #REF! | #REF! |  | #REF! | #REF! | #REF! | #REF! |  | #REF! | #REF! | #REF! | #REF! |  | #REF! | #REF! | #REF! | #REF! |  | #REF! | #REF! | #REF! | #REF! |  | #REF! | #REF! | #REF! | #REF! |  | #REF! | #REF! | #REF! | #REF! |  | #REF! | #REF! | #REF! | #REF! |  | #REF! | #REF! | #REF! | #REF! | #REF! | #REF! | #REF! | #REF! |  |  | No Amendment | #REF! | #REF! | #REF!
500.19 | Drainage & Service Ducts | Connections | Connection of 225mm diameter surface water sewer to existing chamber (manhole) depth to invert not exceeding 2 metres | nr |  |  | #REF! | #REF! | #REF! |  |  | #REF! | #REF! | #REF! |  |  | #REF! | #REF! | #REF! |  | 100 | #REF! | #REF! | #REF! | #REF! |  | #REF! | #REF! | #REF! |  |  | #REF! | #REF! | #REF! |  |  | #REF! | #REF! | #REF! |  |  | #REF! | #REF! | #REF! |  |  | #REF! | #REF! | #REF! |  |  | #REF! | #REF! | #REF! |  |  | #REF! | #REF! | #REF! |  |  | #REF! | #REF! | #REF! |  |  | #REF! | #REF! | #REF! |  |  | #REF! | #REF! | #REF! |  |  | #REF! | #REF! | #REF! |  |  | #REF! | #REF! | #REF! |  |  | #REF! | #REF! | #REF! |  |  | #REF! | #REF! | #REF! |  |  | #REF! | #REF! | #REF! |  |  | #REF! | #REF! | #REF! |  |  | #REF! | #REF! | #REF! |  |  | #REF! | #REF! | #REF! |  |  | #REF! | #REF! | #REF! |  |  | #REF! | #REF! | #REF! |  | #REF! | #REF! | 0 | 0 | 0 | 0 | No Amendment | #REF! | #REF! | #REF! |  | Two TII project rates provided for this item. Both lower than the TII SoR lower range. One rate from 10 years ago.
[7 empty] | #REF! | #REF! | #REF! | #REF! |  | #REF! | #REF! | #REF! | #REF! |  | #REF! | #REF! | #REF! | #REF! |  | #REF! | #REF! | #REF! | #REF! |  | #REF! | #REF! | #REF! | #REF! |  | #REF! | #REF! | #REF! | #REF! |  | #REF! | #REF! | #REF! | #REF! |  | #REF! | #REF! | #REF! | #REF! |  | #REF! | #REF! | #REF! | #REF! |  | #REF! | #REF! | #REF! | #REF! |  | #REF! | #REF! | #REF! | #REF! |  | #REF! | #REF! | #REF! | #REF! |  | #REF! | #REF! | #REF! | #REF! |  | #REF! | #REF! | #REF! | #REF! |  | #REF! | #REF! | #REF! | #REF! |  | #REF! | #REF! | #REF! | #REF! |  | #REF! | #REF! | #REF! | #REF! |  | #REF! | #REF! | #REF! | #REF! |  | #REF! | #REF! | #REF! | #REF! |  | #REF! | #REF! | #REF! | #REF! |  | #REF! | #REF! | #REF! | #REF! |  | #REF! | #REF! | #REF! | #REF! |  | #REF! | #REF! | #REF! | #REF! |  | #REF! | #REF! | #REF! | #REF! | #REF! | #REF! | #REF! | #REF! |  |  | No Amendment | #REF! | #REF! | #REF!
500.2 | Drainage & Service Ducts | Connections | Connection of 225mm diameter surface water sewer to existing chamber (manhole); depth to invert exceeding 2 metres but not exceeding 4 m metres | nr |  |  | #REF! | #REF! | #REF! |  |  | #REF! | #REF! | #REF! |  |  | #REF! | #REF! | #REF! |  | 130 | #REF! | #REF! | #REF! | #REF! |  | #REF! | #REF! | #REF! |  |  | #REF! | #REF! | #REF! |  |  | #REF! | #REF! | #REF! |  |  | #REF! | #REF! | #REF! |  | 700 | #REF! | #REF! | #REF! | #REF! |  | #REF! | #REF! | #REF! |  |  | #REF! | #REF! | #REF! |  |  | #REF! | #REF! | #REF! |  |  | #REF! | #REF! | #REF! |  |  | #REF! | #REF! | #REF! |  |  | #REF! | #REF! | #REF! |  |  | #REF! | #REF! | #REF! |  |  | #REF! | #REF! | #REF! |  |  | #REF! | #REF! | #REF! |  |  | #REF! | #REF! | #REF! |  |  | #REF! | #REF! | #REF! |  |  | #REF! | #REF! | #REF! |  |  | #REF! | #REF! | #REF! |  |  | #REF! | #REF! | #REF! |  |  | #REF! | #REF! | #REF! |  | #REF! | #REF! | 0 | 0 | #REF! | #REF! | No Amendment | #REF! | #REF! | #REF!
| Drainage & Service Ducts | Connections | Connection of proposed 225 diameter surface water sewer to existing 1325mm diameter surface water sewer; depth to invert exceeding 2m but not exceeding 4m; average depth 3m. | nr |  |  | #REF! | #REF! | #REF! | #REF! |  | #REF! | #REF! | #REF! | #REF! |  | #REF! | #REF! | #REF! | #REF! |  | #REF! | #REF! | #REF! | #REF! |  | #REF! | #REF! | #REF! | #REF! |  | #REF! | #REF! | #REF! | #REF! |  | #REF! | #REF! | #REF! | #REF! |  | #REF! | #REF! | #REF! | #REF! | 700 | #REF! | #REF! | #REF! | #REF! |  | #REF! | #REF! | #REF! | #REF! |  | #REF! | #REF! | #REF! | #REF! |  | #REF! | #REF! | #REF! | #REF! |  | #REF! | #REF! | #REF! | #REF! |  | #REF! | #REF! | #REF! | #REF! |  | #REF! | #REF! | #REF! | #REF! |  | #REF! | #REF! | #REF! | #REF! |  | #REF! | #REF! | #REF! | #REF! |  | #REF! | #REF! | #REF! | #REF! |  | #REF! | #REF! | #REF! | #REF! |  | #REF! | #REF! | #REF! | #REF! |  | #REF! | #REF! | #REF! | #REF! |  | #REF! | #REF! | #REF! | #REF! |  | #REF! | #REF! | #REF! | #REF! |  | #REF! | #REF! | #REF! | #REF! | #REF! | #REF! | #REF! | #REF! |  |  | No Amendment | #REF! | #REF! | #REF!
[7 empty] | #REF! | #REF! | #REF! | #REF! |  | #REF! | #REF! | #REF! | #REF! |  | #REF! | #REF! | #REF! | #REF! |  | #REF! | #REF! | #REF! | #REF! |  | #REF! | #REF! | #REF! | #REF! |  | #REF! | #REF! | #REF! | #REF! |  | #REF! | #REF! | #REF! | #REF! |  | #REF! | #REF! | #REF! | #REF! |  | #REF! | #REF! | #REF! | #REF! |  | #REF! | #REF! | #REF! | #REF! |  | #REF! | #REF! | #REF! | #REF! |  | #REF! | #REF! | #REF! | #REF! |  | #REF! | #REF! | #REF! | #REF! |  | #REF! | #REF! | #REF! | #REF! |  | #REF! | #REF! | #REF! | #REF! |  | #REF! | #REF! | #REF! | #REF! |  | #REF! | #REF! | #REF! | #REF! |  | #REF! | #REF! | #REF! | #REF! |  | #REF! | #REF! | #REF! | #REF! |  | #REF! | #REF! | #REF! | #REF! |  | #REF! | #REF! | #REF! | #REF! |  | #REF! | #REF! | #REF! | #REF! |  | #REF! | #REF! | #REF! | #REF! |  | #REF! | #REF! | #REF! | #REF! | #REF! | #REF! | #REF! | #REF! |  |  | No Amendment | #REF! | #REF! | #REF! |  | One TII project rate provided for this item. Quantity 1 nr. Considerbly lower than TII SoR lower range.
500.21 | Drainage & Service Ducts | Connections | Connection to existing surface water drain; 300mm diameter; depth not exceeding 2m | nr |  |  | #REF! | #REF! | #REF! |  | 159.24 | #REF! | #REF! | #REF! | #REF! |  | #REF! | #REF! | #REF! |  | 110 | #REF! | #REF! | #REF! | #REF! |  | #REF! | #REF! | #REF! |  |  | #REF! | #REF! | #REF! |  |  | #REF! | #REF! | #REF! |  |  | #REF! | #REF! | #REF! |  |  | #REF! | #REF! | #REF! |  |  | #REF! | #REF! | #REF! |  |  | #REF! | #REF! | #REF! |  |  | #REF! | #REF! | #REF! |  |  | #REF! | #REF! | #REF! |  |  | #REF! | #REF! | #REF! |  |  | #REF! | #REF! | #REF! |  |  | #REF! | #REF! | #REF! |  |  | #REF! | #REF! | #REF! |  |  | #REF! | #REF! | #REF! |  |  | #REF! | #REF! | #REF! |  |  | #REF! | #REF! | #REF! |  |  | #REF! | #REF! | #REF! |  |  | #REF! | #REF! | #REF! |  |  | #REF! | #REF! | #REF! |  |  | #REF! | #REF! | #REF! |  | #REF! | #REF! | 0 | 0 | #REF! | #REF! | No Amendment | #REF! | #REF! | #REF!
| Drainage & Service Ducts | Connections | Connection of 300mm diameter surface water sewer to existing chamber (manhole) depth to invert not exceeding 2 metres | nr |  |  | #REF! | #REF! | #REF! | #REF! |  | #REF! | #REF! | #REF! | #REF! |  | #REF! | #REF! | #REF! | #REF! | 110 | #REF! | #REF! | #REF! | #REF! |  | #REF! | #REF! | #REF! | #REF! |  | #REF! | #REF! | #REF! | #REF! |  | #REF! | #REF! | #REF! | #REF! |  | #REF! | #REF! | #REF! | #REF! |  | #REF! | #REF! | #REF! | #REF! |  | #REF! | #REF! | #REF! | #REF! |  | #REF! | #REF! | #REF! | #REF! |  | #REF! | #REF! | #REF! | #REF! |  | #REF! | #REF! | #REF! | #REF! |  | #REF! | #REF! | #REF! | #REF! |  | #REF! | #REF! | #REF! | #REF! |  | #REF! | #REF! | #REF! | #REF! |  | #REF! | #REF! | #REF! | #REF! |  | #REF! | #REF! | #REF! | #REF! |  | #REF! | #REF! | #REF! | #REF! |  | #REF! | #REF! | #REF! | #REF! |  | #REF! | #REF! | #REF! | #REF! |  | #REF! | #REF! | #REF! | #REF! |  | #REF! | #REF! | #REF! | #REF! |  | #REF! | #REF! | #REF! | #REF! | #REF! | #REF! | #REF! | #REF! |  |  | No Amendment | #REF! | #REF! | #REF!
[7 empty] | #REF! | #REF! | #REF! | #REF! |  | #REF! | #REF! | #REF! | #REF! |  | #REF! | #REF! | #REF! | #REF! |  | #REF! | #REF! | #REF! | #REF! |  | #REF! | #REF! | #REF! | #REF! |  | #REF! | #REF! | #REF! | #REF! |  | #REF! | #REF! | #REF! | #REF! |  | #REF! | #REF! | #REF! | #REF! |  | #REF! | #REF! | #REF! | #REF! |  | #REF! | #REF! | #REF! | #REF! |  | #REF! | #REF! | #REF! | #REF! |  | #REF! | #REF! | #REF! | #REF! |  | #REF! | #REF! | #REF! | #REF! |  | #REF! | #REF! | #REF! | #REF! |  | #REF! | #REF! | #REF! | #REF! |  | #REF! | #REF! | #REF! | #REF! |  | #REF! | #REF! | #REF! | #REF! |  | #REF! | #REF! | #REF! | #REF! |  | #REF! | #REF! | #REF! | #REF! |  | #REF! | #REF! | #REF! | #REF! |  | #REF! | #REF! | #REF! | #REF! |  | #REF! | #REF! | #REF! | #REF! |  | #REF! | #REF! | #REF! | #REF! |  | #REF! | #REF! | #REF! | #REF! | #REF! | #REF! | #REF! | #REF! |  |  | No Amendment | #REF! | #REF! | #REF!
| Drainage & Service Ducts | Connections | Connection of 300mm diameter surface water sewer to existing chamber (manhole); depth to invert exceeding 2 metres but not exceeding 4 m metres | nr |  |  | #REF! | #REF! | #REF! | #REF! |  | #REF! | #REF! | #REF! | #REF! |  | #REF! | #REF! | #REF! | #REF! | 140 | #REF! | #REF! | #REF! | #REF! |  | #REF! | #REF! | #REF! | #REF! |  | #REF! | #REF! | #REF! | #REF! |  | #REF! | #REF! | #REF! | #REF! |  | #REF! | #REF! | #REF! | #REF! |  | #REF! | #REF! | #REF! | #REF! |  | #REF! | #REF! | #REF! | #REF! |  | #REF! | #REF! | #REF! | #REF! |  | #REF! | #REF! | #REF! | #REF! |  | #REF! | #REF! | #REF! | #REF! |  | #REF! | #REF! | #REF! | #REF! |  | #REF! | #REF! | #REF! | #REF! |  | #REF! | #REF! | #REF! | #REF! |  | #REF! | #REF! | #REF! | #REF! |  | #REF! | #REF! | #REF! | #REF! |  | #REF! | #REF! | #REF! | #REF! |  | #REF! | #REF! | #REF! | #REF! |  | #REF! | #REF! | #REF! | #REF! |  | #REF! | #REF! | #REF! | #REF! |  | #REF! | #REF! | #REF! | #REF! |  | #REF! | #REF! | #REF! | #REF! | #REF! | #REF! | #REF! | #REF! |  |  | No Amendment | #REF! | #REF! | #REF!
[7 empty] | #REF! | #REF! | #REF! | #REF! |  | #REF! | #REF! | #REF! | #REF! |  | #REF! | #REF! | #REF! | #REF! |  | #REF! | #REF! | #REF! | #REF! |  | #REF! | #REF! | #REF! | #REF! |  | #REF! | #REF! | #REF! | #REF! |  | #REF! | #REF! | #REF! | #REF! |  | #REF! | #REF! | #REF! | #REF! |  | #REF! | #REF! | #REF! | #REF! |  | #REF! | #REF! | #REF! | #REF! |  | #REF! | #REF! | #REF! | #REF! |  | #REF! | #REF! | #REF! | #REF! |  | #REF! | #REF! | #REF! | #REF! |  | #REF! | #REF! | #REF! | #REF! |  | #REF! | #REF! | #REF! | #REF! |  | #REF! | #REF! | #REF! | #REF! |  | #REF! | #REF! | #REF! | #REF! |  | #REF! | #REF! | #REF! | #REF! |  | #REF! | #REF! | #REF! | #REF! |  | #REF! | #REF! | #REF! | #REF! |  | #REF! | #REF! | #REF! | #REF! |  | #REF! | #REF! | #REF! | #REF! |  | #REF! | #REF! | #REF! | #REF! |  | #REF! | #REF! | #REF! | #REF! | #REF! | #REF! | #REF! | #REF! |  |  | No Amendment | #REF! | #REF! | #REF!
| Drainage & Service Ducts | Connections | Connection of 375mm diameter surface water sewer to existing chamber (manhole); depth to invert not exceeding 2 metres | nr |  |  | #REF! | #REF! | #REF! | #REF! |  | #REF! | #REF! | #REF! | #REF! |  | #REF! | #REF! | #REF! | #REF! | 120 | #REF! | #REF! | #REF! | #REF! |  | #REF! | #REF! | #REF! | #REF! |  | #REF! | #REF! | #REF! | #REF! |  | #REF! | #REF! | #REF! | #REF! |  | #REF! | #REF! | #REF! | #REF! |  | #REF! | #REF! | #REF! | #REF! |  | #REF! | #REF! | #REF! | #REF! |  | #REF! | #REF! | #REF! | #REF! |  | #REF! | #REF! | #REF! | #REF! |  | #REF! | #REF! | #REF! | #REF! |  | #REF! | #REF! | #REF! | #REF! |  | #REF! | #REF! | #REF! | #REF! |  | #REF! | #REF! | #REF! | #REF! |  | #REF! | #REF! | #REF! | #REF! |  | #REF! | #REF! | #REF! | #REF! |  | #REF! | #REF! | #REF! | #REF! |  | #REF! | #REF! | #REF! | #REF! |  | #REF! | #REF! | #REF! | #REF! |  | #REF! | #REF! | #REF! | #REF! |  | #REF! | #REF! | #REF! | #REF! |  | #REF! | #REF! | #REF! | #REF! | #REF! | #REF! | #REF! | #REF! |  |  | No Amendment | #REF! | #REF! | #REF!
[7 empty] | #REF! | #REF! | #REF! | #REF! |  | #REF! | #REF! | #REF! | #REF! |  | #REF! | #REF! | #REF! | #REF! |  | #REF! | #REF! | #REF! | #REF! |  | #REF! | #REF! | #REF! | #REF! |  | #REF! | #REF! | #REF! | #REF! |  | #REF! | #REF! | #REF! | #REF! |  | #REF! | #REF! | #REF! | #REF! |  | #REF! | #REF! | #REF! | #REF! |  | #REF! | #REF! | #REF! | #REF! |  | #REF! | #REF! | #REF! | #REF! |  | #REF! | #REF! | #REF! | #REF! |  | #REF! | #REF! | #REF! | #REF! |  | #REF! | #REF! | #REF! | #REF! |  | #REF! | #REF! | #REF! | #REF! |  | #REF! | #REF! | #REF! | #REF! |  | #REF! | #REF! | #REF! | #REF! |  | #REF! | #REF! | #REF! | #REF! |  | #REF! | #REF! | #REF! | #REF! |  | #REF! | #REF! | #REF! | #REF! |  | #REF! | #REF! | #REF! | #REF! |  | #REF! | #REF! | #REF! | #REF! |  | #REF! | #REF! | #REF! | #REF! |  | #REF! | #REF! | #REF! | #REF! | #REF! | #REF! | #REF! | #REF! |  |  | No Amendment | #REF! | #REF! | #REF!
| Drainage & Service Ducts | Connections | Connection of 375mm diameter surface water sewer to existing chamber (manhole); depth to invert exceeding 2 metres but not exceeding 4 m metres | nr |  |  | #REF! | #REF! | #REF! | #REF! |  | #REF! | #REF! | #REF! | #REF! |  | #REF! | #REF! | #REF! | #REF! | 150 | #REF! | #REF! | #REF! | #REF! |  | #REF! | #REF! | #REF! | #REF! |  | #REF! | #REF! | #REF! | #REF! |  | #REF! | #REF! | #REF! | #REF! |  | #REF! | #REF! | #REF! | #REF! |  | #REF! | #REF! | #REF! | #REF! |  | #REF! | #REF! | #REF! | #REF! |  | #REF! | #REF! | #REF! | #REF! |  | #REF! | #REF! | #REF! | #REF! |  | #REF! | #REF! | #REF! | #REF! |  | #REF! | #REF! | #REF! | #REF! |  | #REF! | #REF! | #REF! | #REF! |  | #REF! | #REF! | #REF! | #REF! |  | #REF! | #REF! | #REF! | #REF! |  | #REF! | #REF! | #REF! | #REF! |  | #REF! | #REF! | #REF! | #REF! |  | #REF! | #REF! | #REF! | #REF! |  | #REF! | #REF! | #REF! | #REF! |  | #REF! | #REF! | #REF! | #REF! |  | #REF! | #REF! | #REF! | #REF! |  | #REF! | #REF! | #REF! | #REF! | #REF! | #REF! | #REF! | #REF! |  |  | No Amendment | #REF! | #REF! | #REF!
[7 empty] | #REF! | #REF! | #REF! | #REF! |  | #REF! | #REF! | #REF! | #REF! |  | #REF! | #REF! | #REF! | #REF! |  | #REF! | #REF! | #REF! | #REF! |  | #REF! | #REF! | #REF! | #REF! |  | #REF! | #REF! | #REF! | #REF! |  | #REF! | #REF! | #REF! | #REF! |  | #REF! | #REF! | #REF! | #REF! |  | #REF! | #REF! | #REF! | #REF! |  | #REF! | #REF! | #REF! | #REF! |  | #REF! | #REF! | #REF! | #REF! |  | #REF! | #REF! | #REF! | #REF! |  | #REF! | #REF! | #REF! | #REF! |  | #REF! | #REF! | #REF! | #REF! |  | #REF! | #REF! | #REF! | #REF! |  | #REF! | #REF! | #REF! | #REF! |  | #REF! | #REF! | #REF! | #REF! |  | #REF! | #REF! | #REF! | #REF! |  | #REF! | #REF! | #REF! | #REF! |  | #REF! | #REF! | #REF! | #REF! |  | #REF! | #REF! | #REF! | #REF! |  | #REF! | #REF! | #REF! | #REF! |  | #REF! | #REF! | #REF! | #REF! |  | #REF! | #REF! | #REF! | #REF! | #REF! | #REF! | #REF! | #REF! |  |  | No Amendment | #REF! | #REF! | #REF! |  | One TII project rate provided for this item. Quantity 1 nr. Considerbly lower than TII SoR lower range. Rate from 10 years ago.
| Drainage & Service Ducts | Connections | Connection of 450mm diameter surface water sewer to existing chamber (manhole); depth to invert exceeding 2 metres but not exceeding 4 m metres | nr |  |  | #REF! | #REF! | #REF! | #REF! |  | #REF! | #REF! | #REF! | #REF! |  | #REF! | #REF! | #REF! | #REF! | 160 | #REF! | #REF! | #REF! | #REF! |  | #REF! | #REF! | #REF! | #REF! |  | #REF! | #REF! | #REF! | #REF! |  | #REF! | #REF! | #REF! | #REF! |  | #REF! | #REF! | #REF! | #REF! |  | #REF! | #REF! | #REF! | #REF! |  | #REF! | #REF! | #REF! | #REF! |  | #REF! | #REF! | #REF! | #REF! |  | #REF! | #REF! | #REF! | #REF! |  | #REF! | #REF! | #REF! | #REF! |  | #REF! | #REF! | #REF! | #REF! |  | #REF! | #REF! | #REF! | #REF! |  | #REF! | #REF! | #REF! | #REF! |  | #REF! | #REF! | #REF! | #REF! |  | #REF! | #REF! | #REF! | #REF! |  | #REF! | #REF! | #REF! | #REF! |  | #REF! | #REF! | #REF! | #REF! |  | #REF! | #REF! | #REF! | #REF! |  | #REF! | #REF! | #REF! | #REF! |  | #REF! | #REF! | #REF! | #REF! |  | #REF! | #REF! | #REF! | #REF! | #REF! | #REF! | #REF! | #REF! |  |  | No Amendment | #REF! | #REF! | #REF!
[7 empty] | #REF! | #REF! | #REF! | #REF! |  | #REF! | #REF! | #REF! | #REF! |  | #REF! | #REF! | #REF! | #REF! |  | #REF! | #REF! | #REF! | #REF! |  | #REF! | #REF! | #REF! | #REF! |  | #REF! | #REF! | #REF! | #REF! |  | #REF! | #REF! | #REF! | #REF! |  | #REF! | #REF! | #REF! | #REF! |  | #REF! | #REF! | #REF! | #REF! |  | #REF! | #REF! | #REF! | #REF! |  | #REF! | #REF! | #REF! | #REF! |  | #REF! | #REF! | #REF! | #REF! |  | #REF! | #REF! | #REF! | #REF! |  | #REF! | #REF! | #REF! | #REF! |  | #REF! | #REF! | #REF! | #REF! |  | #REF! | #REF! | #REF! | #REF! |  | #REF! | #REF! | #REF! | #REF! |  | #REF! | #REF! | #REF! | #REF! |  | #REF! | #REF! | #REF! | #REF! |  | #REF! | #REF! | #REF! | #REF! |  | #REF! | #REF! | #REF! | #REF! |  | #REF! | #REF! | #REF! | #REF! |  | #REF! | #REF! | #REF! | #REF! |  | #REF! | #REF! | #REF! | #REF! | #REF! | #REF! | #REF! | #REF! |  |  | No Amendment | #REF! | #REF! | #REF!
| Drainage & Service Ducts | Renewal, raising or lowering covers and gratings on existing chambers and gullies | Raising/lowering of ironworks ? 100mm, depth ? 150mm | nr |  |  | #REF! | #REF! | #REF! | #REF! |  | #REF! | #REF! | #REF! | #REF! |  | #REF! | #REF! | #REF! | #REF! |  | #REF! | #REF! | #REF! | #REF! |  | #REF! | #REF! | #REF! | #REF! |  | #REF! | #REF! | #REF! | #REF! |  | #REF! | #REF! | #REF! | #REF! |  | #REF! | #REF! | #REF! | #REF! |  | #REF! | #REF! | #REF! | #REF! |  | #REF! | #REF! | #REF! | #REF! |  | #REF! | #REF! | #REF! | #REF! |  | #REF! | #REF! | #REF! | #REF! |  | #REF! | #REF! | #REF! | #REF! |  | #REF! | #REF! | #REF! | #REF! |  | #REF! | #REF! | #REF! | #REF! |  | #REF! | #REF! | #REF! | #REF! |  | #REF! | #REF! | #REF! | #REF! |  | #REF! | #REF! | #REF! | #REF! |  | #REF! | #REF! | #REF! | #REF! |  | #REF! | #REF! | #REF! | #REF! |  | #REF! | #REF! | #REF! | #REF! |  | #REF! | #REF! | #REF! | #REF! |  | #REF! | #REF! | #REF! | #REF! |  | #REF! | #REF! | #REF! | #REF! | #REF! | #REF! | #REF! | #REF! |  |  | No Amendment | #REF! | #REF! | #REF!
[7 empty] | #REF! | #REF! | #REF! | #REF! |  | #REF! | #REF! | #REF! | #REF! |  | #REF! | #REF! | #REF! | #REF! |  | #REF! | #REF! | #REF! | #REF! |  | #REF! | #REF! | #REF! | #REF! |  | #REF! | #REF! | #REF! | #REF! |  | #REF! | #REF! | #REF! | #REF! |  | #REF! | #REF! | #REF! | #REF! |  | #REF! | #REF! | #REF! | #REF! |  | #REF! | #REF! | #REF! | #REF! |  | #REF! | #REF! | #REF! | #REF! |  | #REF! | #REF! | #REF! | #REF! |  | #REF! | #REF! | #REF! | #REF! |  | #REF! | #REF! | #REF! | #REF! |  | #REF! | #REF! | #REF! | #REF! |  | #REF! | #REF! | #REF! | #REF! |  | #REF! | #REF! | #REF! | #REF! |  | #REF! | #REF! | #REF! | #REF! |  | #REF! | #REF! | #REF! | #REF! |  | #REF! | #REF! | #REF! | #REF! |  | #REF! | #REF! | #REF! | #REF! |  | #REF! | #REF! | #REF! | #REF! |  | #REF! | #REF! | #REF! | #REF! |  | #REF! | #REF! | #REF! | #REF! | #REF! | #REF! | #REF! | #REF! |  |  | No Amendment | #REF! | #REF! | #REF!
[7 empty] | #REF! | #REF! | #REF! | #REF! |  | #REF! | #REF! | #REF! | #REF! |  | #REF! | #REF! | #REF! | #REF! |  | #REF! | #REF! | #REF! | #REF! |  | #REF! | #REF! | #REF! | #REF! |  | #REF! | #REF! | #REF! | #REF! |  | #REF! | #REF! | #REF! | #REF! |  | #REF! | #REF! | #REF! | #REF! |  | #REF! | #REF! | #REF! | #REF! |  | #REF! | #REF! | #REF! | #REF! |  | #REF! | #REF! | #REF! | #REF! |  | #REF! | #REF! | #REF! | #REF! |  | #REF! | #REF! | #REF! | #REF! |  | #REF! | #REF! | #REF! | #REF! |  | #REF! | #REF! | #REF! | #REF! |  | #REF! | #REF! | #REF! | #REF! |  | #REF! | #REF! | #REF! | #REF! |  | #REF! | #REF! | #REF! | #REF! |  | #REF! | #REF! | #REF! | #REF! |  | #REF! | #REF! | #REF! | #REF! |  | #REF! | #REF! | #REF! | #REF! |  | #REF! | #REF! | #REF! | #REF! |  | #REF! | #REF! | #REF! | #REF! |  | #REF! | #REF! | #REF! | #REF! | #REF! | #REF! | #REF! | #REF! |  |  | No Amendment | #REF! | #REF! | #REF!
[7 empty] | #REF! | #REF! | #REF! | #REF! |  | #REF! | #REF! | #REF! | #REF! |  | #REF! | #REF! | #REF! | #REF! |  | #REF! | #REF! | #REF! | #REF! |  | #REF! | #REF! | #REF! | #REF! |  | #REF! | #REF! | #REF! | #REF! |  | #REF! | #REF! | #REF! | #REF! |  | #REF! | #REF! | #REF! | #REF! |  | #REF! | #REF! | #REF! | #REF! |  | #REF! | #REF! | #REF! | #REF! |  | #REF! | #REF! | #REF! | #REF! |  | #REF! | #REF! | #REF! | #REF! |  | #REF! | #REF! | #REF! | #REF! |  | #REF! | #REF! | #REF! | #REF! |  | #REF! | #REF! | #REF! | #REF! |  | #REF! | #REF! | #REF! | #REF! |  | #REF! | #REF! | #REF! | #REF! |  | #REF! | #REF! | #REF! | #REF! |  | #REF! | #REF! | #REF! | #REF! |  | #REF! | #REF! | #REF! | #REF! |  | #REF! | #REF! | #REF! | #REF! |  | #REF! | #REF! | #REF! | #REF! |  | #REF! | #REF! | #REF! | #REF! |  | #REF! | #REF! | #REF! | #REF! | #REF! | #REF! | #REF! | #REF! |  |  | No Amendment | #REF! | #REF! | #REF!
| Drainage & Service Ducts | Renewal, raising or lowering covers and gratings on existing chambers and gullies | Raising/lowering of ironworks ≤ 100mm, depth ≤ 150mm | nr | nr |  | #REF! | #REF! | #REF! | #REF! |  | #REF! | #REF! | #REF! | #REF! |  | #REF! | #REF! | #REF! | #REF! |  | #REF! | #REF! | #REF! | #REF! |  | #REF! | #REF! | #REF! | #REF! |  | #REF! | #REF! | #REF! | #REF! |  | #REF! | #REF! | #REF! | #REF! |  | #REF! | #REF! | #REF! | #REF! |  | #REF! | #REF! | #REF! | #REF! |  | #REF! | #REF! | #REF! | #REF! |  | #REF! | #REF! | #REF! | #REF! |  | #REF! | #REF! | #REF! | #REF! |  | #REF! | #REF! | #REF! | #REF! |  | #REF! | #REF! | #REF! | #REF! |  | #REF! | #REF! | #REF! | #REF! |  | #REF! | #REF! | #REF! | #REF! |  | #REF! | #REF! | #REF! | #REF! |  | #REF! | #REF! | #REF! | #REF! |  | #REF! | #REF! | #REF! | #REF! |  | #REF! | #REF! | #REF! | #REF! |  | #REF! | #REF! | #REF! | #REF! |  | #REF! | #REF! | #REF! | #REF! |  | #REF! | #REF! | #REF! | #REF! | 400 | #REF! | #REF! | #REF! | #REF! | #REF! | #REF! | #REF! | #REF! |  |  | No Amendment | #REF! | #REF! | #REF!
| Drainage & Service Ducts | Renewal, raising or lowering covers and gratings on existing chambers and gullies | Raising/lowering of ironworks ≤ 400mm, depth ≤ 150mm | nr | 650 |  | #REF! | #REF! | #REF! | #REF! |  | #REF! | #REF! | #REF! | #REF! |  | #REF! | #REF! | #REF! | #REF! |  | #REF! | #REF! | #REF! | #REF! |  | #REF! | #REF! | #REF! | #REF! |  | #REF! | #REF! | #REF! | #REF! |  | #REF! | #REF! | #REF! | #REF! |  | #REF! | #REF! | #REF! | #REF! |  | #REF! | #REF! | #REF! | #REF! |  | #REF! | #REF! | #REF! | #REF! |  | #REF! | #REF! | #REF! | #REF! |  | #REF! | #REF! | #REF! | #REF! |  | #REF! | #REF! | #REF! | #REF! |  | #REF! | #REF! | #REF! | #REF! |  | #REF! | #REF! | #REF! | #REF! |  | #REF! | #REF! | #REF! | #REF! |  | #REF! | #REF! | #REF! | #REF! |  | #REF! | #REF! | #REF! | #REF! |  | #REF! | #REF! | #REF! | #REF! |  | #REF! | #REF! | #REF! | #REF! |  | #REF! | #REF! | #REF! | #REF! |  | #REF! | #REF! | #REF! | #REF! |  | #REF! | #REF! | #REF! | #REF! | 650 | #REF! | #REF! | #REF! | #REF! | #REF! | #REF! | #REF! | #REF! |  |  | No Amendment | #REF! | #REF! | #REF!
| Drainage & Service Ducts | Renewal, raising or lowering covers and gratings on existing chambers and gullies | Raising/lowering of ironworks ≤ 600mm, depth ≤ 150mm | nr | 850 |  | #REF! | #REF! | #REF! | #REF! |  | #REF! | #REF! | #REF! | #REF! |  | #REF! | #REF! | #REF! | #REF! |  | #REF! | #REF! | #REF! | #REF! |  | #REF! | #REF! | #REF! | #REF! |  | #REF! | #REF! | #REF! | #REF! |  | #REF! | #REF! | #REF! | #REF! |  | #REF! | #REF! | #REF! | #REF! |  | #REF! | #REF! | #REF! | #REF! |  | #REF! | #REF! | #REF! | #REF! |  | #REF! | #REF! | #REF! | #REF! |  | #REF! | #REF! | #REF! | #REF! |  | #REF! | #REF! | #REF! | #REF! |  | #REF! | #REF! | #REF! | #REF! |  | #REF! | #REF! | #REF! | #REF! |  | #REF! | #REF! | #REF! | #REF! |  | #REF! | #REF! | #REF! | #REF! |  | #REF! | #REF! | #REF! | #REF! |  | #REF! | #REF! | #REF! | #REF! |  | #REF! | #REF! | #REF! | #REF! |  | #REF! | #REF! | #REF! | #REF! |  | #REF! | #REF! | #REF! | #REF! |  | #REF! | #REF! | #REF! | #REF! | 850 | #REF! | #REF! | #REF! | #REF! | #REF! | #REF! | #REF! | #REF! |  |  | No Amendment | #REF! | #REF! | #REF!
| Pavement | Ironmongery | Re-adjustment of all ironmongery/manhole covers flush, frames to be laid in rapid strength bedding mortar | nr |  |  | #REF! | #REF! | #REF! | #REF! |  | #REF! | #REF! | #REF! | #REF! |  | #REF! | #REF! | #REF! | #REF! |  | #REF! | #REF! | #REF! | #REF! |  | #REF! | #REF! | #REF! | #REF! |  | #REF! | #REF! | #REF! | #REF! |  | #REF! | #REF! | #REF! | #REF! |  | #REF! | #REF! | #REF! | #REF! |  | #REF! | #REF! | #REF! | #REF! |  | #REF! | #REF! | #REF! | #REF! |  | #REF! | #REF! | #REF! | #REF! |  | #REF! | #REF! | #REF! | #REF! |  | #REF! | #REF! | #REF! | #REF! |  | #REF! | #REF! | #REF! | #REF! |  | #REF! | #REF! | #REF! | #REF! |  | #REF! | #REF! | #REF! | #REF! |  | #REF! | #REF! | #REF! | #REF! |  | #REF! | #REF! | #REF! | #REF! |  | #REF! | #REF! | #REF! | #REF! |  | #REF! | #REF! | #REF! | #REF! |  | #REF! | #REF! | #REF! | #REF! |  | #REF! | #REF! | #REF! | #REF! |  | #REF! | #REF! | #REF! | #REF! |  | #REF! | #REF! | #REF! | #REF! | #REF! | #REF! | #REF! | #REF! |  |  | No Amendment | #REF! | #REF! | #REF!
| Pavement | Ironmongery | Re-adjustment of all ironmongery/manhole covers flush, frames to be laid in rapid strength bedding mortar; covers to be raised where required | nr |  |  | #REF! | #REF! | #REF! | #REF! |  | #REF! | #REF! | #REF! | #REF! |  | #REF! | #REF! | #REF! | #REF! |  | #REF! | #REF! | #REF! | #REF! |  | #REF! | #REF! | #REF! | #REF! |  | #REF! | #REF! | #REF! | #REF! |  | #REF! | #REF! | #REF! | #REF! |  | #REF! | #REF! | #REF! | #REF! |  | #REF! | #REF! | #REF! | #REF! |  | #REF! | #REF! | #REF! | #REF! |  | #REF! | #REF! | #REF! | #REF! |  | #REF! | #REF! | #REF! | #REF! |  | #REF! | #REF! | #REF! | #REF! | 150 | #REF! | #REF! | #REF! | #REF! |  | #REF! | #REF! | #REF! | #REF! |  | #REF! | #REF! | #REF! | #REF! |  | #REF! | #REF! | #REF! | #REF! |  | #REF! | #REF! | #REF! | #REF! |  | #REF! | #REF! | #REF! | #REF! |  | #REF! | #REF! | #REF! | #REF! |  | #REF! | #REF! | #REF! | #REF! |  | #REF! | #REF! | #REF! | #REF! |  | #REF! | #REF! | #REF! | #REF! |  | #REF! | #REF! | #REF! | #REF! | #REF! | #REF! | #REF! | #REF! |  |  | No Amendment | #REF! | #REF! | #REF!
[7 empty] | #REF! | #REF! | #REF! | #REF! |  | #REF! | #REF! | #REF! | #REF! |  | #REF! | #REF! | #REF! | #REF! |  | #REF! | #REF! | #REF! | #REF! |  | #REF! | #REF! | #REF! | #REF! |  | #REF! | #REF! | #REF! | #REF! |  | #REF! | #REF! | #REF! | #REF! |  | #REF! | #REF! | #REF! | #REF! |  | #REF! | #REF! | #REF! | #REF! |  | #REF! | #REF! | #REF! | #REF! |  | #REF! | #REF! | #REF! | #REF! |  | #REF! | #REF! | #REF! | #REF! |  | #REF! | #REF! | #REF! | #REF! |  | #REF! | #REF! | #REF! | #REF! |  | #REF! | #REF! | #REF! | #REF! |  | #REF! | #REF! | #REF! | #REF! |  | #REF! | #REF! | #REF! | #REF! |  | #REF! | #REF! | #REF! | #REF! |  | #REF! | #REF! | #REF! | #REF! |  | #REF! | #REF! | #REF! | #REF! |  | #REF! | #REF! | #REF! | #REF! |  | #REF! | #REF! | #REF! | #REF! |  | #REF! | #REF! | #REF! | #REF! |  | #REF! | #REF! | #REF! | #REF! | #REF! | #REF! | #REF! | #REF! |  |  | No Amendment | #REF! | #REF! | #REF!
[7 empty] | #REF! | #REF! | #REF! | #REF! |  | #REF! | #REF! | #REF! | #REF! |  | #REF! | #REF! | #REF! | #REF! |  | #REF! | #REF! | #REF! | #REF! |  | #REF! | #REF! | #REF! | #REF! |  | #REF! | #REF! | #REF! | #REF! |  | #REF! | #REF! | #REF! | #REF! |  | #REF! | #REF! | #REF! | #REF! |  | #REF! | #REF! | #REF! | #REF! |  | #REF! | #REF! | #REF! | #REF! |  | #REF! | #REF! | #REF! | #REF! |  | #REF! | #REF! | #REF! | #REF! |  | #REF! | #REF! | #REF! | #REF! |  | #REF! | #REF! | #REF! | #REF! |  | #REF! | #REF! | #REF! | #REF! |  | #REF! | #REF! | #REF! | #REF! |  | #REF! | #REF! | #REF! | #REF! |  | #REF! | #REF! | #REF! | #REF! |  | #REF! | #REF! | #REF! | #REF! |  | #REF! | #REF! | #REF! | #REF! |  | #REF! | #REF! | #REF! | #REF! |  | #REF! | #REF! | #REF! | #REF! |  | #REF! | #REF! | #REF! | #REF! |  | #REF! | #REF! | #REF! | #REF! | #REF! | #REF! | #REF! | #REF! |  |  | No Amendment | #REF! | #REF! | #REF!
[7 empty] | #REF! | #REF! | #REF! | #REF! |  | #REF! | #REF! | #REF! | #REF! |  | #REF! | #REF! | #REF! | #REF! |  | #REF! | #REF! | #REF! | #REF! |  | #REF! | #REF! | #REF! | #REF! |  | #REF! | #REF! | #REF! | #REF! |  | #REF! | #REF! | #REF! | #REF! |  | #REF! | #REF! | #REF! | #REF! |  | #REF! | #REF! | #REF! | #REF! |  | #REF! | #REF! | #REF! | #REF! |  | #REF! | #REF! | #REF! | #REF! |  | #REF! | #REF! | #REF! | #REF! |  | #REF! | #REF! | #REF! | #REF! |  | #REF! | #REF! | #REF! | #REF! |  | #REF! | #REF! | #REF! | #REF! |  | #REF! | #REF! | #REF! | #REF! |  | #REF! | #REF! | #REF! | #REF! |  | #REF! | #REF! | #REF! | #REF! |  | #REF! | #REF! | #REF! | #REF! |  | #REF! | #REF! | #REF! | #REF! |  | #REF! | #REF! | #REF! | #REF! |  | #REF! | #REF! | #REF! | #REF! |  | #REF! | #REF! | #REF! | #REF! |  | #REF! | #REF! | #REF! | #REF! | #REF! | #REF! | #REF! | #REF! |  |  | No Amendment | #REF! | #REF! | #REF! |  | One TII project rate provided for this item. Quantity 150 nr. Considerbly lower than TII SoR lower range.
[7 empty] | #REF! | #REF! | #REF! | #REF! |  | #REF! | #REF! | #REF! | #REF! |  | #REF! | #REF! | #REF! | #REF! |  | #REF! | #REF! | #REF! | #REF! |  | #REF! | #REF! | #REF! | #REF! |  | #REF! | #REF! | #REF! | #REF! |  | #REF! | #REF! | #REF! | #REF! |  | #REF! | #REF! | #REF! | #REF! |  | #REF! | #REF! | #REF! | #REF! |  | #REF! | #REF! | #REF! | #REF! |  | #REF! | #REF! | #REF! | #REF! |  | #REF! | #REF! | #REF! | #REF! |  | #REF! | #REF! | #REF! | #REF! |  | #REF! | #REF! | #REF! | #REF! |  | #REF! | #REF! | #REF! | #REF! |  | #REF! | #REF! | #REF! | #REF! |  | #REF! | #REF! | #REF! | #REF! |  | #REF! | #REF! | #REF! | #REF! |  | #REF! | #REF! | #REF! | #REF! |  | #REF! | #REF! | #REF! | #REF! |  | #REF! | #REF! | #REF! | #REF! |  | #REF! | #REF! | #REF! | #REF! |  | #REF! | #REF! | #REF! | #REF! |  | #REF! | #REF! | #REF! | #REF! | #REF! | #REF! | #REF! | #REF! |  |  | No Amendment | #REF! | #REF! | #REF!
[7 empty] | #REF! | #REF! | #REF! | #REF! |  | #REF! | #REF! | #REF! | #REF! |  | #REF! | #REF! | #REF! | #REF! |  | #REF! | #REF! | #REF! | #REF! |  | #REF! | #REF! | #REF! | #REF! |  | #REF! | #REF! | #REF! | #REF! |  | #REF! | #REF! | #REF! | #REF! |  | #REF! | #REF! | #REF! | #REF! |  | #REF! | #REF! | #REF! | #REF! |  | #REF! | #REF! | #REF! | #REF! |  | #REF! | #REF! | #REF! | #REF! |  | #REF! | #REF! | #REF! | #REF! |  | #REF! | #REF! | #REF! | #REF! |  | #REF! | #REF! | #REF! | #REF! |  | #REF! | #REF! | #REF! | #REF! |  | #REF! | #REF! | #REF! | #REF! |  | #REF! | #REF! | #REF! | #REF! |  | #REF! | #REF! | #REF! | #REF! |  | #REF! | #REF! | #REF! | #REF! |  | #REF! | #REF! | #REF! | #REF! |  | #REF! | #REF! | #REF! | #REF! |  | #REF! | #REF! | #REF! | #REF! |  | #REF! | #REF! | #REF! | #REF! |  | #REF! | #REF! | #REF! | #REF! | #REF! | #REF! | #REF! | #REF! |  |  | No Amendment | #REF! | #REF! | #REF!
[7 empty] | #REF! | #REF! | #REF! | #REF! |  | #REF! | #REF! | #REF! | #REF! |  | #REF! | #REF! | #REF! | #REF! |  | #REF! | #REF! | #REF! | #REF! |  | #REF! | #REF! | #REF! | #REF! |  | #REF! | #REF! | #REF! | #REF! |  | #REF! | #REF! | #REF! | #REF! |  | #REF! | #REF! | #REF! | #REF! |  | #REF! | #REF! | #REF! | #REF! |  | #REF! | #REF! | #REF! | #REF! |  | #REF! | #REF! | #REF! | #REF! |  | #REF! | #REF! | #REF! | #REF! |  | #REF! | #REF! | #REF! | #REF! |  | #REF! | #REF! | #REF! | #REF! |  | #REF! | #REF! | #REF! | #REF! |  | #REF! | #REF! | #REF! | #REF! |  | #REF! | #REF! | #REF! | #REF! |  | #REF! | #REF! | #REF! | #REF! |  | #REF! | #REF! | #REF! | #REF! |  | #REF! | #REF! | #REF! | #REF! |  | #REF! | #REF! | #REF! | #REF! |  | #REF! | #REF! | #REF! | #REF! |  | #REF! | #REF! | #REF! | #REF! |  | #REF! | #REF! | #REF! | #REF! | #REF! | #REF! | #REF! | #REF! |  |  | No Amendment | #REF! | #REF! | #REF!
[7 empty] | #REF! | #REF! | #REF! | #REF! |  | #REF! | #REF! | #REF! | #REF! |  | #REF! | #REF! | #REF! | #REF! |  | #REF! | #REF! | #REF! | #REF! |  | #REF! | #REF! | #REF! | #REF! |  | #REF! | #REF! | #REF! | #REF! |  | #REF! | #REF! | #REF! | #REF! |  | #REF! | #REF! | #REF! | #REF! |  | #REF! | #REF! | #REF! | #REF! |  | #REF! | #REF! | #REF! | #REF! |  | #REF! | #REF! | #REF! | #REF! |  | #REF! | #REF! | #REF! | #REF! |  | #REF! | #REF! | #REF! | #REF! |  | #REF! | #REF! | #REF! | #REF! |  | #REF! | #REF! | #REF! | #REF! |  | #REF! | #REF! | #REF! | #REF! |  | #REF! | #REF! | #REF! | #REF! |  | #REF! | #REF! | #REF! | #REF! |  | #REF! | #REF! | #REF! | #REF! |  | #REF! | #REF! | #REF! | #REF! |  | #REF! | #REF! | #REF! | #REF! |  | #REF! | #REF! | #REF! | #REF! |  | #REF! | #REF! | #REF! | #REF! |  | #REF! | #REF! | #REF! | #REF! | #REF! | #REF! | #REF! | #REF! |  |  | No Amendment | #REF! | #REF! | #REF!
[7 empty] | #REF! | #REF! | #REF! | #REF! |  | #REF! | #REF! | #REF! | #REF! |  | #REF! | #REF! | #REF! | #REF! |  | #REF! | #REF! | #REF! | #REF! |  | #REF! | #REF! | #REF! | #REF! |  | #REF! | #REF! | #REF! | #REF! |  | #REF! | #REF! | #REF! | #REF! |  | #REF! | #REF! | #REF! | #REF! |  | #REF! | #REF! | #REF! | #REF! |  | #REF! | #REF! | #REF! | #REF! |  | #REF! | #REF! | #REF! | #REF! |  | #REF! | #REF! | #REF! | #REF! |  | #REF! | #REF! | #REF! | #REF! |  | #REF! | #REF! | #REF! | #REF! |  | #REF! | #REF! | #REF! | #REF! |  | #REF! | #REF! | #REF! | #REF! |  | #REF! | #REF! | #REF! | #REF! |  | #REF! | #REF! | #REF! | #REF! |  | #REF! | #REF! | #REF! | #REF! |  | #REF! | #REF! | #REF! | #REF! |  | #REF! | #REF! | #REF! | #REF! |  | #REF! | #REF! | #REF! | #REF! |  | #REF! | #REF! | #REF! | #REF! |  | #REF! | #REF! | #REF! | #REF! | #REF! | #REF! | #REF! | #REF! |  |  | No Amendment | #REF! | #REF! | #REF!
[7 empty] | #REF! | #REF! | #REF! | #REF! |  | #REF! | #REF! | #REF! | #REF! |  | #REF! | #REF! | #REF! | #REF! |  | #REF! | #REF! | #REF! | #REF! |  | #REF! | #REF! | #REF! | #REF! |  | #REF! | #REF! | #REF! | #REF! |  | #REF! | #REF! | #REF! | #REF! |  | #REF! | #REF! | #REF! | #REF! |  | #REF! | #REF! | #REF! | #REF! |  | #REF! | #REF! | #REF! | #REF! |  | #REF! | #REF! | #REF! | #REF! |  | #REF! | #REF! | #REF! | #REF! |  | #REF! | #REF! | #REF! | #REF! |  | #REF! | #REF! | #REF! | #REF! |  | #REF! | #REF! | #REF! | #REF! |  | #REF! | #REF! | #REF! | #REF! |  | #REF! | #REF! | #REF! | #REF! |  | #REF! | #REF! | #REF! | #REF! |  | #REF! | #REF! | #REF! | #REF! |  | #REF! | #REF! | #REF! | #REF! |  | #REF! | #REF! | #REF! | #REF! |  | #REF! | #REF! | #REF! | #REF! |  | #REF! | #REF! | #REF! | #REF! |  | #REF! | #REF! | #REF! | #REF! | #REF! | #REF! | #REF! | #REF! |  |  | No Amendment | #REF! | #REF! | #REF!
[7 empty] | #REF! | #REF! | #REF! | #REF! |  | #REF! | #REF! | #REF! | #REF! |  | #REF! | #REF! | #REF! | #REF! |  | #REF! | #REF! | #REF! | #REF! |  | #REF! | #REF! | #REF! | #REF! |  | #REF! | #REF! | #REF! | #REF! |  | #REF! | #REF! | #REF! | #REF! |  | #REF! | #REF! | #REF! | #REF! |  | #REF! | #REF! | #REF! | #REF! |  | #REF! | #REF! | #REF! | #REF! |  | #REF! | #REF! | #REF! | #REF! |  | #REF! | #REF! | #REF! | #REF! |  | #REF! | #REF! | #REF! | #REF! |  | #REF! | #REF! | #REF! | #REF! |  | #REF! | #REF! | #REF! | #REF! |  | #REF! | #REF! | #REF! | #REF! |  | #REF! | #REF! | #REF! | #REF! |  | #REF! | #REF! | #REF! | #REF! |  | #REF! | #REF! | #REF! | #REF! |  | #REF! | #REF! | #REF! | #REF! |  | #REF! | #REF! | #REF! | #REF! |  | #REF! | #REF! | #REF! | #REF! |  | #REF! | #REF! | #REF! | #REF! |  | #REF! | #REF! | #REF! | #REF! | #REF! | #REF! | #REF! | #REF! |  |  | No Amendment | #REF! | #REF! | #REF!
[7 empty] | #REF! | #REF! | #REF! | #REF! |  | #REF! | #REF! | #REF! | #REF! |  | #REF! | #REF! | #REF! | #REF! |  | #REF! | #REF! | #REF! | #REF! |  | #REF! | #REF! | #REF! | #REF! |  | #REF! | #REF! | #REF! | #REF! |  | #REF! | #REF! | #REF! | #REF! |  | #REF! | #REF! | #REF! | #REF! |  | #REF! | #REF! | #REF! | #REF! |  | #REF! | #REF! | #REF! | #REF! |  | #REF! | #REF! | #REF! | #REF! |  | #REF! | #REF! | #REF! | #REF! |  | #REF! | #REF! | #REF! | #REF! |  | #REF! | #REF! | #REF! | #REF! |  | #REF! | #REF! | #REF! | #REF! |  | #REF! | #REF! | #REF! | #REF! |  | #REF! | #REF! | #REF! | #REF! |  | #REF! | #REF! | #REF! | #REF! |  | #REF! | #REF! | #REF! | #REF! |  | #REF! | #REF! | #REF! | #REF! |  | #REF! | #REF! | #REF! | #REF! |  | #REF! | #REF! | #REF! | #REF! |  | #REF! | #REF! | #REF! | #REF! |  | #REF! | #REF! | #REF! | #REF! | #REF! | #REF! | #REF! | #REF! |  |  | No Amendment | #REF! | #REF! | #REF!
[7 empty] | #REF! | #REF! | #REF! | #REF! |  | #REF! | #REF! | #REF! | #REF! |  | #REF! | #REF! | #REF! | #REF! |  | #REF! | #REF! | #REF! | #REF! |  | #REF! | #REF! | #REF! | #REF! |  | #REF! | #REF! | #REF! | #REF! |  | #REF! | #REF! | #REF! | #REF! |  | #REF! | #REF! | #REF! | #REF! |  | #REF! | #REF! | #REF! | #REF! |  | #REF! | #REF! | #REF! | #REF! |  | #REF! | #REF! | #REF! | #REF! |  | #REF! | #REF! | #REF! | #REF! |  | #REF! | #REF! | #REF! | #REF! |  | #REF! | #REF! | #REF! | #REF! |  | #REF! | #REF! | #REF! | #REF! |  | #REF! | #REF! | #REF! | #REF! |  | #REF! | #REF! | #REF! | #REF! |  | #REF! | #REF! | #REF! | #REF! |  | #REF! | #REF! | #REF! | #REF! |  | #REF! | #REF! | #REF! | #REF! |  | #REF! | #REF! | #REF! | #REF! |  | #REF! | #REF! | #REF! | #REF! |  | #REF! | #REF! | #REF! | #REF! |  | #REF! | #REF! | #REF! | #REF! | #REF! | #REF! | #REF! | #REF! |  |  | No Amendment | #REF! | #REF! | #REF!
[7 empty] | #REF! | #REF! | #REF! | #REF! |  | #REF! | #REF! | #REF! | #REF! |  | #REF! | #REF! | #REF! | #REF! |  | #REF! | #REF! | #REF! | #REF! |  | #REF! | #REF! | #REF! | #REF! |  | #REF! | #REF! | #REF! | #REF! |  | #REF! | #REF! | #REF! | #REF! |  | #REF! | #REF! | #REF! | #REF! |  | #REF! | #REF! | #REF! | #REF! |  | #REF! | #REF! | #REF! | #REF! |  | #REF! | #REF! | #REF! | #REF! |  | #REF! | #REF! | #REF! | #REF! |  | #REF! | #REF! | #REF! | #REF! |  | #REF! | #REF! | #REF! | #REF! |  | #REF! | #REF! | #REF! | #REF! |  | #REF! | #REF! | #REF! | #REF! |  | #REF! | #REF! | #REF! | #REF! |  | #REF! | #REF! | #REF! | #REF! |  | #REF! | #REF! | #REF! | #REF! |  | #REF! | #REF! | #REF! | #REF! |  | #REF! | #REF! | #REF! | #REF! |  | #REF! | #REF! | #REF! | #REF! |  | #REF! | #REF! | #REF! | #REF! |  | #REF! | #REF! | #REF! | #REF! | #REF! | #REF! | #REF! | #REF! |  |  | No Amendment | #REF! | #REF! | #REF!
[7 empty] | #REF! | #REF! | #REF! | #REF! |  | #REF! | #REF! | #REF! | #REF! |  | #REF! | #REF! | #REF! | #REF! |  | #REF! | #REF! | #REF! | #REF! |  | #REF! | #REF! | #REF! | #REF! |  | #REF! | #REF! | #REF! | #REF! |  | #REF! | #REF! | #REF! | #REF! |  | #REF! | #REF! | #REF! | #REF! |  | #REF! | #REF! | #REF! | #REF! |  | #REF! | #REF! | #REF! | #REF! |  | #REF! | #REF! | #REF! | #REF! |  | #REF! | #REF! | #REF! | #REF! |  | #REF! | #REF! | #REF! | #REF! |  | #REF! | #REF! | #REF! | #REF! |  | #REF! | #REF! | #REF! | #REF! |  | #REF! | #REF! | #REF! | #REF! |  | #REF! | #REF! | #REF! | #REF! |  | #REF! | #REF! | #REF! | #REF! |  | #REF! | #REF! | #REF! | #REF! |  | #REF! | #REF! | #REF! | #REF! |  | #REF! | #REF! | #REF! | #REF! |  | #REF! | #REF! | #REF! | #REF! |  | #REF! | #REF! | #REF! | #REF! |  | #REF! | #REF! | #REF! | #REF! | #REF! | #REF! | #REF! | #REF! |  |  | No Amendment | #REF! | #REF! | #REF!
[7 empty] | #REF! | #REF! | #REF! | #REF! |  | #REF! | #REF! | #REF! | #REF! |  | #REF! | #REF! | #REF! | #REF! |  | #REF! | #REF! | #REF! | #REF! |  | #REF! | #REF! | #REF! | #REF! |  | #REF! | #REF! | #REF! | #REF! |  | #REF! | #REF! | #REF! | #REF! |  | #REF! | #REF! | #REF! | #REF! |  | #REF! | #REF! | #REF! | #REF! |  | #REF! | #REF! | #REF! | #REF! |  | #REF! | #REF! | #REF! | #REF! |  | #REF! | #REF! | #REF! | #REF! |  | #REF! | #REF! | #REF! | #REF! |  | #REF! | #REF! | #REF! | #REF! |  | #REF! | #REF! | #REF! | #REF! |  | #REF! | #REF! | #REF! | #REF! |  | #REF! | #REF! | #REF! | #REF! |  | #REF! | #REF! | #REF! | #REF! |  | #REF! | #REF! | #REF! | #REF! |  | #REF! | #REF! | #REF! | #REF! |  | #REF! | #REF! | #REF! | #REF! |  | #REF! | #REF! | #REF! | #REF! |  | #REF! | #REF! | #REF! | #REF! |  | #REF! | #REF! | #REF! | #REF! | #REF! | #REF! | #REF! | #REF! |  |  | No Amendment | #REF! | #REF! | #REF!
[7 empty] | #REF! | #REF! | #REF! | #REF! |  | #REF! | #REF! | #REF! | #REF! |  | #REF! | #REF! | #REF! | #REF! |  | #REF! | #REF! | #REF! | #REF! |  | #REF! | #REF! | #REF! | #REF! |  | #REF! | #REF! | #REF! | #REF! |  | #REF! | #REF! | #REF! | #REF! |  | #REF! | #REF! | #REF! | #REF! |  | #REF! | #REF! | #REF! | #REF! |  | #REF! | #REF! | #REF! | #REF! |  | #REF! | #REF! | #REF! | #REF! |  | #REF! | #REF! | #REF! | #REF! |  | #REF! | #REF! | #REF! | #REF! |  | #REF! | #REF! | #REF! | #REF! |  | #REF! | #REF! | #REF! | #REF! |  | #REF! | #REF! | #REF! | #REF! |  | #REF! | #REF! | #REF! | #REF! |  | #REF! | #REF! | #REF! | #REF! |  | #REF! | #REF! | #REF! | #REF! |  | #REF! | #REF! | #REF! | #REF! |  | #REF! | #REF! | #REF! | #REF! |  | #REF! | #REF! | #REF! | #REF! |  | #REF! | #REF! | #REF! | #REF! |  | #REF! | #REF! | #REF! | #REF! | #REF! | #REF! | #REF! | #REF! |  |  | No Amendment | #REF! | #REF! | #REF!
[7 empty] | #REF! | #REF! | #REF! | #REF! |  | #REF! | #REF! | #REF! | #REF! |  | #REF! | #REF! | #REF! | #REF! |  | #REF! | #REF! | #REF! | #REF! |  | #REF! | #REF! | #REF! | #REF! |  | #REF! | #REF! | #REF! | #REF! |  | #REF! | #REF! | #REF! | #REF! |  | #REF! | #REF! | #REF! | #REF! |  | #REF! | #REF! | #REF! | #REF! |  | #REF! | #REF! | #REF! | #REF! |  | #REF! | #REF! | #REF! | #REF! |  | #REF! | #REF! | #REF! | #REF! |  | #REF! | #REF! | #REF! | #REF! |  | #REF! | #REF! | #REF! | #REF! |  | #REF! | #REF! | #REF! | #REF! |  | #REF! | #REF! | #REF! | #REF! |  | #REF! | #REF! | #REF! | #REF! |  | #REF! | #REF! | #REF! | #REF! |  | #REF! | #REF! | #REF! | #REF! |  | #REF! | #REF! | #REF! | #REF! |  | #REF! | #REF! | #REF! | #REF! |  | #REF! | #REF! | #REF! | #REF! |  | #REF! | #REF! | #REF! | #REF! |  | #REF! | #REF! | #REF! | #REF! | #REF! | #REF! | #REF! | #REF! |  |  | No Amendment | #REF! | #REF! | #REF!
[7 empty] | #REF! | #REF! | #REF! | #REF! |  | #REF! | #REF! | #REF! | #REF! |  | #REF! | #REF! | #REF! | #REF! |  | #REF! | #REF! | #REF! | #REF! |  | #REF! | #REF! | #REF! | #REF! |  | #REF! | #REF! | #REF! | #REF! |  | #REF! | #REF! | #REF! | #REF! |  | #REF! | #REF! | #REF! | #REF! |  | #REF! | #REF! | #REF! | #REF! |  | #REF! | #REF! | #REF! | #REF! |  | #REF! | #REF! | #REF! | #REF! |  | #REF! | #REF! | #REF! | #REF! |  | #REF! | #REF! | #REF! | #REF! |  | #REF! | #REF! | #REF! | #REF! |  | #REF! | #REF! | #REF! | #REF! |  | #REF! | #REF! | #REF! | #REF! |  | #REF! | #REF! | #REF! | #REF! |  | #REF! | #REF! | #REF! | #REF! |  | #REF! | #REF! | #REF! | #REF! |  | #REF! | #REF! | #REF! | #REF! |  | #REF! | #REF! | #REF! | #REF! |  | #REF! | #REF! | #REF! | #REF! |  | #REF! | #REF! | #REF! | #REF! |  | #REF! | #REF! | #REF! | #REF! | #REF! | #REF! | #REF! | #REF! |  |  | No Amendment | #REF! | #REF! | #REF!
[7 empty] | #REF! | #REF! | #REF! | #REF! |  | #REF! | #REF! | #REF! | #REF! |  | #REF! | #REF! | #REF! | #REF! |  | #REF! | #REF! | #REF! | #REF! |  | #REF! | #REF! | #REF! | #REF! |  | #REF! | #REF! | #REF! | #REF! |  | #REF! | #REF! | #REF! | #REF! |  | #REF! | #REF! | #REF! | #REF! |  | #REF! | #REF! | #REF! | #REF! |  | #REF! | #REF! | #REF! | #REF! |  | #REF! | #REF! | #REF! | #REF! |  | #REF! | #REF! | #REF! | #REF! |  | #REF! | #REF! | #REF! | #REF! |  | #REF! | #REF! | #REF! | #REF! |  | #REF! | #REF! | #REF! | #REF! |  | #REF! | #REF! | #REF! | #REF! |  | #REF! | #REF! | #REF! | #REF! |  | #REF! | #REF! | #REF! | #REF! |  | #REF! | #REF! | #REF! | #REF! |  | #REF! | #REF! | #REF! | #REF! |  | #REF! | #REF! | #REF! | #REF! |  | #REF! | #REF! | #REF! | #REF! |  | #REF! | #REF! | #REF! | #REF! |  | #REF! | #REF! | #REF! | #REF! | #REF! | #REF! | #REF! | #REF! |  |  | No Amendment | #REF! | #REF! | #REF!
[7 empty] | #REF! | #REF! | #REF! | #REF! |  | #REF! | #REF! | #REF! | #REF! |  | #REF! | #REF! | #REF! | #REF! |  | #REF! | #REF! | #REF! | #REF! |  | #REF! | #REF! | #REF! | #REF! |  | #REF! | #REF! | #REF! | #REF! |  | #REF! | #REF! | #REF! | #REF! |  | #REF! | #REF! | #REF! | #REF! |  | #REF! | #REF! | #REF! | #REF! |  | #REF! | #REF! | #REF! | #REF! |  | #REF! | #REF! | #REF! | #REF! |  | #REF! | #REF! | #REF! | #REF! |  | #REF! | #REF! | #REF! | #REF! |  | #REF! | #REF! | #REF! | #REF! |  | #REF! | #REF! | #REF! | #REF! |  | #REF! | #REF! | #REF! | #REF! |  | #REF! | #REF! | #REF! | #REF! |  | #REF! | #REF! | #REF! | #REF! |  | #REF! | #REF! | #REF! | #REF! |  | #REF! | #REF! | #REF! | #REF! |  | #REF! | #REF! | #REF! | #REF! |  | #REF! | #REF! | #REF! | #REF! |  | #REF! | #REF! | #REF! | #REF! |  | #REF! | #REF! | #REF! | #REF! | #REF! | #REF! | #REF! | #REF! |  |  | No Amendment | #REF! | #REF! | #REF!
[7 empty] | #REF! | #REF! | #REF! | #REF! |  | #REF! | #REF! | #REF! | #REF! |  | #REF! | #REF! | #REF! | #REF! |  | #REF! | #REF! | #REF! | #REF! |  | #REF! | #REF! | #REF! | #REF! |  | #REF! | #REF! | #REF! | #REF! |  | #REF! | #REF! | #REF! | #REF! |  | #REF! | #REF! | #REF! | #REF! |  | #REF! | #REF! | #REF! | #REF! |  | #REF! | #REF! | #REF! | #REF! |  | #REF! | #REF! | #REF! | #REF! |  | #REF! | #REF! | #REF! | #REF! |  | #REF! | #REF! | #REF! | #REF! |  | #REF! | #REF! | #REF! | #REF! |  | #REF! | #REF! | #REF! | #REF! |  | #REF! | #REF! | #REF! | #REF! |  | #REF! | #REF! | #REF! | #REF! |  | #REF! | #REF! | #REF! | #REF! |  | #REF! | #REF! | #REF! | #REF! |  | #REF! | #REF! | #REF! | #REF! |  | #REF! | #REF! | #REF! | #REF! |  | #REF! | #REF! | #REF! | #REF! |  | #REF! | #REF! | #REF! | #REF! |  | #REF! | #REF! | #REF! | #REF! | #REF! | #REF! | #REF! | #REF! |  |  | No Amendment | #REF! | #REF! | #REF!
[7 empty] | #REF! | #REF! | #REF! | #REF! |  | #REF! | #REF! | #REF! | #REF! |  | #REF! | #REF! | #REF! | #REF! |  | #REF! | #REF! | #REF! | #REF! |  | #REF! | #REF! | #REF! | #REF! |  | #REF! | #REF! | #REF! | #REF! |  | #REF! | #REF! | #REF! | #REF! |  | #REF! | #REF! | #REF! | #REF! |  | #REF! | #REF! | #REF! | #REF! |  | #REF! | #REF! | #REF! | #REF! |  | #REF! | #REF! | #REF! | #REF! |  | #REF! | #REF! | #REF! | #REF! |  | #REF! | #REF! | #REF! | #REF! |  | #REF! | #REF! | #REF! | #REF! |  | #REF! | #REF! | #REF! | #REF! |  | #REF! | #REF! | #REF! | #REF! |  | #REF! | #REF! | #REF! | #REF! |  | #REF! | #REF! | #REF! | #REF! |  | #REF! | #REF! | #REF! | #REF! |  | #REF! | #REF! | #REF! | #REF! |  | #REF! | #REF! | #REF! | #REF! |  | #REF! | #REF! | #REF! | #REF! |  | #REF! | #REF! | #REF! | #REF! |  | #REF! | #REF! | #REF! | #REF! | #REF! | #REF! | #REF! | #REF! |  |  | No Amendment | #REF! | #REF! | #REF!
[7 empty] | #REF! | #REF! | #REF! | #REF! |  | #REF! | #REF! | #REF! | #REF! |  | #REF! | #REF! | #REF! | #REF! |  | #REF! | #REF! | #REF! | #REF! |  | #REF! | #REF! | #REF! | #REF! |  | #REF! | #REF! | #REF! | #REF! |  | #REF! | #REF! | #REF! | #REF! |  | #REF! | #REF! | #REF! | #REF! |  | #REF! | #REF! | #REF! | #REF! |  | #REF! | #REF! | #REF! | #REF! |  | #REF! | #REF! | #REF! | #REF! |  | #REF! | #REF! | #REF! | #REF! |  | #REF! | #REF! | #REF! | #REF! |  | #REF! | #REF! | #REF! | #REF! |  | #REF! | #REF! | #REF! | #REF! |  | #REF! | #REF! | #REF! | #REF! |  | #REF! | #REF! | #REF! | #REF! |  | #REF! | #REF! | #REF! | #REF! |  | #REF! | #REF! | #REF! | #REF! |  | #REF! | #REF! | #REF! | #REF! |  | #REF! | #REF! | #REF! | #REF! |  | #REF! | #REF! | #REF! | #REF! |  | #REF! | #REF! | #REF! | #REF! |  | #REF! | #REF! | #REF! | #REF! | #REF! | #REF! | #REF! | #REF! |  |  | No Amendment | #REF! | #REF! | #REF!
[7 empty] | #REF! | #REF! | #REF! | #REF! |  | #REF! | #REF! | #REF! | #REF! |  | #REF! | #REF! | #REF! | #REF! |  | #REF! | #REF! | #REF! | #REF! |  | #REF! | #REF! | #REF! | #REF! |  | #REF! | #REF! | #REF! | #REF! |  | #REF! | #REF! | #REF! | #REF! |  | #REF! | #REF! | #REF! | #REF! |  | #REF! | #REF! | #REF! | #REF! |  | #REF! | #REF! | #REF! | #REF! |  | #REF! | #REF! | #REF! | #REF! |  | #REF! | #REF! | #REF! | #REF! |  | #REF! | #REF! | #REF! | #REF! |  | #REF! | #REF! | #REF! | #REF! |  | #REF! | #REF! | #REF! | #REF! |  | #REF! | #REF! | #REF! | #REF! |  | #REF! | #REF! | #REF! | #REF! |  | #REF! | #REF! | #REF! | #REF! |  | #REF! | #REF! | #REF! | #REF! |  | #REF! | #REF! | #REF! | #REF! |  | #REF! | #REF! | #REF! | #REF! |  | #REF! | #REF! | #REF! | #REF! |  | #REF! | #REF! | #REF! | #REF! |  | #REF! | #REF! | #REF! | #REF! | #REF! | #REF! | #REF! | #REF! |  |  | No Amendment | #REF! | #REF! | #REF!
[7 empty] | #REF! | #REF! | #REF! | #REF! |  | #REF! | #REF! | #REF! | #REF! |  | #REF! | #REF! | #REF! | #REF! |  | #REF! | #REF! | #REF! | #REF! |  | #REF! | #REF! | #REF! | #REF! |  | #REF! | #REF! | #REF! | #REF! |  | #REF! | #REF! | #REF! | #REF! |  | #REF! | #REF! | #REF! | #REF! |  | #REF! | #REF! | #REF! | #REF! |  | #REF! | #REF! | #REF! | #REF! |  | #REF! | #REF! | #REF! | #REF! |  | #REF! | #REF! | #REF! | #REF! |  | #REF! | #REF! | #REF! | #REF! |  | #REF! | #REF! | #REF! | #REF! |  | #REF! | #REF! | #REF! | #REF! |  | #REF! | #REF! | #REF! | #REF! |  | #REF! | #REF! | #REF! | #REF! |  | #REF! | #REF! | #REF! | #REF! |  | #REF! | #REF! | #REF! | #REF! |  | #REF! | #REF! | #REF! | #REF! |  | #REF! | #REF! | #REF! | #REF! |  | #REF! | #REF! | #REF! | #REF! |  | #REF! | #REF! | #REF! | #REF! |  | #REF! | #REF! | #REF! | #REF! | #REF! | #REF! | #REF! | #REF! |  |  | No Amendment | #REF! | #REF! | #REF!
[7 empty] | #REF! | #REF! | #REF! | #REF! |  | #REF! | #REF! | #REF! | #REF! |  | #REF! | #REF! | #REF! | #REF! |  | #REF! | #REF! | #REF! | #REF! |  | #REF! | #REF! | #REF! | #REF! |  | #REF! | #REF! | #REF! | #REF! |  | #REF! | #REF! | #REF! | #REF! |  | #REF! | #REF! | #REF! | #REF! |  | #REF! | #REF! | #REF! | #REF! |  | #REF! | #REF! | #REF! | #REF! |  | #REF! | #REF! | #REF! | #REF! |  | #REF! | #REF! | #REF! | #REF! |  | #REF! | #REF! | #REF! | #REF! |  | #REF! | #REF! | #REF! | #REF! |  | #REF! | #REF! | #REF! | #REF! |  | #REF! | #REF! | #REF! | #REF! |  | #REF! | #REF! | #REF! | #REF! |  | #REF! | #REF! | #REF! | #REF! |  | #REF! | #REF! | #REF! | #REF! |  | #REF! | #REF! | #REF! | #REF! |  | #REF! | #REF! | #REF! | #REF! |  | #REF! | #REF! | #REF! | #REF! |  | #REF! | #REF! | #REF! | #REF! |  | #REF! | #REF! | #REF! | #REF! | #REF! | #REF! | #REF! | #REF! |  |  | No Amendment | #REF! | #REF! | #REF!
[7 empty] | #REF! | #REF! | #REF! | #REF! |  | #REF! | #REF! | #REF! | #REF! |  | #REF! | #REF! | #REF! | #REF! |  | #REF! | #REF! | #REF! | #REF! |  | #REF! | #REF! | #REF! | #REF! |  | #REF! | #REF! | #REF! | #REF! |  | #REF! | #REF! | #REF! | #REF! |  | #REF! | #REF! | #REF! | #REF! |  | #REF! | #REF! | #REF! | #REF! |  | #REF! | #REF! | #REF! | #REF! |  | #REF! | #REF! | #REF! | #REF! |  | #REF! | #REF! | #REF! | #REF! |  | #REF! | #REF! | #REF! | #REF! |  | #REF! | #REF! | #REF! | #REF! |  | #REF! | #REF! | #REF! | #REF! |  | #REF! | #REF! | #REF! | #REF! |  | #REF! | #REF! | #REF! | #REF! |  | #REF! | #REF! | #REF! | #REF! |  | #REF! | #REF! | #REF! | #REF! |  | #REF! | #REF! | #REF! | #REF! |  | #REF! | #REF! | #REF! | #REF! |  | #REF! | #REF! | #REF! | #REF! |  | #REF! | #REF! | #REF! | #REF! |  | #REF! | #REF! | #REF! | #REF! | #REF! | #REF! | #REF! | #REF! |  |  | No Amendment | #REF! | #REF! | #REF!
[7 empty] | #REF! | #REF! | #REF! | #REF! |  | #REF! | #REF! | #REF! | #REF! |  | #REF! | #REF! | #REF! | #REF! |  | #REF! | #REF! | #REF! | #REF! |  | #REF! | #REF! | #REF! | #REF! |  | #REF! | #REF! | #REF! | #REF! |  | #REF! | #REF! | #REF! | #REF! |  | #REF! | #REF! | #REF! | #REF! |  | #REF! | #REF! | #REF! | #REF! |  | #REF! | #REF! | #REF! | #REF! |  | #REF! | #REF! | #REF! | #REF! |  | #REF! | #REF! | #REF! | #REF! |  | #REF! | #REF! | #REF! | #REF! |  | #REF! | #REF! | #REF! | #REF! |  | #REF! | #REF! | #REF! | #REF! |  | #REF! | #REF! | #REF! | #REF! |  | #REF! | #REF! | #REF! | #REF! |  | #REF! | #REF! | #REF! | #REF! |  | #REF! | #REF! | #REF! | #REF! |  | #REF! | #REF! | #REF! | #REF! |  | #REF! | #REF! | #REF! | #REF! |  | #REF! | #REF! | #REF! | #REF! |  | #REF! | #REF! | #REF! | #REF! |  | #REF! | #REF! | #REF! | #REF! | #REF! | #REF! | #REF! | #REF! |  |  | No Amendment | #REF! | #REF! | #REF!
[7 empty] | #REF! | #REF! | #REF! | #REF! |  | #REF! | #REF! | #REF! | #REF! |  | #REF! | #REF! | #REF! | #REF! |  | #REF! | #REF! | #REF! | #REF! |  | #REF! | #REF! | #REF! | #REF! |  | #REF! | #REF! | #REF! | #REF! |  | #REF! | #REF! | #REF! | #REF! |  | #REF! | #REF! | #REF! | #REF! |  | #REF! | #REF! | #REF! | #REF! |  | #REF! | #REF! | #REF! | #REF! |  | #REF! | #REF! | #REF! | #REF! |  | #REF! | #REF! | #REF! | #REF! |  | #REF! | #REF! | #REF! | #REF! |  | #REF! | #REF! | #REF! | #REF! |  | #REF! | #REF! | #REF! | #REF! |  | #REF! | #REF! | #REF! | #REF! |  | #REF! | #REF! | #REF! | #REF! |  | #REF! | #REF! | #REF! | #REF! |  | #REF! | #REF! | #REF! | #REF! |  | #REF! | #REF! | #REF! | #REF! |  | #REF! | #REF! | #REF! | #REF! |  | #REF! | #REF! | #REF! | #REF! |  | #REF! | #REF! | #REF! | #REF! |  | #REF! | #REF! | #REF! | #REF! | #REF! | #REF! | #REF! | #REF! |  |  | No Amendment | #REF! | #REF! | #REF!
[7 empty] | #REF! | #REF! | #REF! | #REF! |  | #REF! | #REF! | #REF! | #REF! |  | #REF! | #REF! | #REF! | #REF! |  | #REF! | #REF! | #REF! | #REF! |  | #REF! | #REF! | #REF! | #REF! |  | #REF! | #REF! | #REF! | #REF! |  | #REF! | #REF! | #REF! | #REF! |  | #REF! | #REF! | #REF! | #REF! |  | #REF! | #REF! | #REF! | #REF! |  | #REF! | #REF! | #REF! | #REF! |  | #REF! | #REF! | #REF! | #REF! |  | #REF! | #REF! | #REF! | #REF! |  | #REF! | #REF! | #REF! | #REF! |  | #REF! | #REF! | #REF! | #REF! |  | #REF! | #REF! | #REF! | #REF! |  | #REF! | #REF! | #REF! | #REF! |  | #REF! | #REF! | #REF! | #REF! |  | #REF! | #REF! | #REF! | #REF! |  | #REF! | #REF! | #REF! | #REF! |  | #REF! | #REF! | #REF! | #REF! |  | #REF! | #REF! | #REF! | #REF! |  | #REF! | #REF! | #REF! | #REF! |  | #REF! | #REF! | #REF! | #REF! |  | #REF! | #REF! | #REF! | #REF! | #REF! | #REF! | #REF! | #REF! |  |  | No Amendment | #REF! | #REF! | #REF!
[7 empty] | #REF! | #REF! | #REF! | #REF! |  | #REF! | #REF! | #REF! | #REF! |  | #REF! | #REF! | #REF! | #REF! |  | #REF! | #REF! | #REF! | #REF! |  | #REF! | #REF! | #REF! | #REF! |  | #REF! | #REF! | #REF! | #REF! |  | #REF! | #REF! | #REF! | #REF! |  | #REF! | #REF! | #REF! | #REF! |  | #REF! | #REF! | #REF! | #REF! |  | #REF! | #REF! | #REF! | #REF! |  | #REF! | #REF! | #REF! | #REF! |  | #REF! | #REF! | #REF! | #REF! |  | #REF! | #REF! | #REF! | #REF! |  | #REF! | #REF! | #REF! | #REF! |  | #REF! | #REF! | #REF! | #REF! |  | #REF! | #REF! | #REF! | #REF! |  | #REF! | #REF! | #REF! | #REF! |  | #REF! | #REF! | #REF! | #REF! |  | #REF! | #REF! | #REF! | #REF! |  | #REF! | #REF! | #REF! | #REF! |  | #REF! | #REF! | #REF! | #REF! |  | #REF! | #REF! | #REF! | #REF! |  | #REF! | #REF! | #REF! | #REF! |  | #REF! | #REF! | #REF! | #REF! | #REF! | #REF! | #REF! | #REF! |  |  | No Amendment | #REF! | #REF! | #REF!
[7 empty] | #REF! | #REF! | #REF! | #REF! |  | #REF! | #REF! | #REF! | #REF! |  | #REF! | #REF! | #REF! | #REF! |  | #REF! | #REF! | #REF! | #REF! |  | #REF! | #REF! | #REF! | #REF! |  | #REF! | #REF! | #REF! | #REF! |  | #REF! | #REF! | #REF! | #REF! |  | #REF! | #REF! | #REF! | #REF! |  | #REF! | #REF! | #REF! | #REF! |  | #REF! | #REF! | #REF! | #REF! |  | #REF! | #REF! | #REF! | #REF! |  | #REF! | #REF! | #REF! | #REF! |  | #REF! | #REF! | #REF! | #REF! |  | #REF! | #REF! | #REF! | #REF! |  | #REF! | #REF! | #REF! | #REF! |  | #REF! | #REF! | #REF! | #REF! |  | #REF! | #REF! | #REF! | #REF! |  | #REF! | #REF! | #REF! | #REF! |  | #REF! | #REF! | #REF! | #REF! |  | #REF! | #REF! | #REF! | #REF! |  | #REF! | #REF! | #REF! | #REF! |  | #REF! | #REF! | #REF! | #REF! |  | #REF! | #REF! | #REF! | #REF! |  | #REF! | #REF! | #REF! | #REF! | #REF! | #REF! | #REF! | #REF! |  |  | No Amendment | #REF! | #REF! | #REF!
[7 empty] | #REF! | #REF! | #REF! | #REF! |  | #REF! | #REF! | #REF! | #REF! |  | #REF! | #REF! | #REF! | #REF! |  | #REF! | #REF! | #REF! | #REF! |  | #REF! | #REF! | #REF! | #REF! |  | #REF! | #REF! | #REF! | #REF! |  | #REF! | #REF! | #REF! | #REF! |  | #REF! | #REF! | #REF! | #REF! |  | #REF! | #REF! | #REF! | #REF! |  | #REF! | #REF! | #REF! | #REF! |  | #REF! | #REF! | #REF! | #REF! |  | #REF! | #REF! | #REF! | #REF! |  | #REF! | #REF! | #REF! | #REF! |  | #REF! | #REF! | #REF! | #REF! |  | #REF! | #REF! | #REF! | #REF! |  | #REF! | #REF! | #REF! | #REF! |  | #REF! | #REF! | #REF! | #REF! |  | #REF! | #REF! | #REF! | #REF! |  | #REF! | #REF! | #REF! | #REF! |  | #REF! | #REF! | #REF! | #REF! |  | #REF! | #REF! | #REF! | #REF! |  | #REF! | #REF! | #REF! | #REF! |  | #REF! | #REF! | #REF! | #REF! |  | #REF! | #REF! | #REF! | #REF! | #REF! | #REF! | #REF! | #REF! |  |  | No Amendment | #REF! | #REF! | #REF!
[7 empty] | #REF! | #REF! | #REF! | #REF! |  | #REF! | #REF! | #REF! | #REF! |  | #REF! | #REF! | #REF! | #REF! |  | #REF! | #REF! | #REF! | #REF! |  | #REF! | #REF! | #REF! | #REF! |  | #REF! | #REF! | #REF! | #REF! |  | #REF! | #REF! | #REF! | #REF! |  | #REF! | #REF! | #REF! | #REF! |  | #REF! | #REF! | #REF! | #REF! |  | #REF! | #REF! | #REF! | #REF! |  | #REF! | #REF! | #REF! | #REF! |  | #REF! | #REF! | #REF! | #REF! |  | #REF! | #REF! | #REF! | #REF! |  | #REF! | #REF! | #REF! | #REF! |  | #REF! | #REF! | #REF! | #REF! |  | #REF! | #REF! | #REF! | #REF! |  | #REF! | #REF! | #REF! | #REF! |  | #REF! | #REF! | #REF! | #REF! |  | #REF! | #REF! | #REF! | #REF! |  | #REF! | #REF! | #REF! | #REF! |  | #REF! | #REF! | #REF! | #REF! |  | #REF! | #REF! | #REF! | #REF! |  | #REF! | #REF! | #REF! | #REF! |  | #REF! | #REF! | #REF! | #REF! | #REF! | #REF! | #REF! | #REF! |  |  | No Amendment | #REF! | #REF! | #REF!
[7 empty] | #REF! | #REF! | #REF! | #REF! |  | #REF! | #REF! | #REF! | #REF! |  | #REF! | #REF! | #REF! | #REF! |  | #REF! | #REF! | #REF! | #REF! |  | #REF! | #REF! | #REF! | #REF! |  | #REF! | #REF! | #REF! | #REF! |  | #REF! | #REF! | #REF! | #REF! |  | #REF! | #REF! | #REF! | #REF! |  | #REF! | #REF! | #REF! | #REF! |  | #REF! | #REF! | #REF! | #REF! |  | #REF! | #REF! | #REF! | #REF! |  | #REF! | #REF! | #REF! | #REF! |  | #REF! | #REF! | #REF! | #REF! |  | #REF! | #REF! | #REF! | #REF! |  | #REF! | #REF! | #REF! | #REF! |  | #REF! | #REF! | #REF! | #REF! |  | #REF! | #REF! | #REF! | #REF! |  | #REF! | #REF! | #REF! | #REF! |  | #REF! | #REF! | #REF! | #REF! |  | #REF! | #REF! | #REF! | #REF! |  | #REF! | #REF! | #REF! | #REF! |  | #REF! | #REF! | #REF! | #REF! |  | #REF! | #REF! | #REF! | #REF! |  | #REF! | #REF! | #REF! | #REF! | #REF! | #REF! | #REF! | #REF! |  |  | No Amendment | #REF! | #REF! | #REF!
[7 empty] | #REF! | #REF! | #REF! | #REF! |  | #REF! | #REF! | #REF! | #REF! |  | #REF! | #REF! | #REF! | #REF! |  | #REF! | #REF! | #REF! | #REF! |  | #REF! | #REF! | #REF! | #REF! |  | #REF! | #REF! | #REF! | #REF! |  | #REF! | #REF! | #REF! | #REF! |  | #REF! | #REF! | #REF! | #REF! |  | #REF! | #REF! | #REF! | #REF! |  | #REF! | #REF! | #REF! | #REF! |  | #REF! | #REF! | #REF! | #REF! |  | #REF! | #REF! | #REF! | #REF! |  | #REF! | #REF! | #REF! | #REF! |  | #REF! | #REF! | #REF! | #REF! |  | #REF! | #REF! | #REF! | #REF! |  | #REF! | #REF! | #REF! | #REF! |  | #REF! | #REF! | #REF! | #REF! |  | #REF! | #REF! | #REF! | #REF! |  | #REF! | #REF! | #REF! | #REF! |  | #REF! | #REF! | #REF! | #REF! |  | #REF! | #REF! | #REF! | #REF! |  | #REF! | #REF! | #REF! | #REF! |  | #REF! | #REF! | #REF! | #REF! |  | #REF! | #REF! | #REF! | #REF! | #REF! | #REF! | #REF! | #REF! |  |  | No Amendment | #REF! | #REF! | #REF!
[7 empty] | #REF! | #REF! | #REF! | #REF! |  | #REF! | #REF! | #REF! | #REF! |  | #REF! | #REF! | #REF! | #REF! |  | #REF! | #REF! | #REF! | #REF! |  | #REF! | #REF! | #REF! | #REF! |  | #REF! | #REF! | #REF! | #REF! |  | #REF! | #REF! | #REF! | #REF! |  | #REF! | #REF! | #REF! | #REF! |  | #REF! | #REF! | #REF! | #REF! |  | #REF! | #REF! | #REF! | #REF! |  | #REF! | #REF! | #REF! | #REF! |  | #REF! | #REF! | #REF! | #REF! |  | #REF! | #REF! | #REF! | #REF! |  | #REF! | #REF! | #REF! | #REF! |  | #REF! | #REF! | #REF! | #REF! |  | #REF! | #REF! | #REF! | #REF! |  | #REF! | #REF! | #REF! | #REF! |  | #REF! | #REF! | #REF! | #REF! |  | #REF! | #REF! | #REF! | #REF! |  | #REF! | #REF! | #REF! | #REF! |  | #REF! | #REF! | #REF! | #REF! |  | #REF! | #REF! | #REF! | #REF! |  | #REF! | #REF! | #REF! | #REF! |  | #REF! | #REF! | #REF! | #REF! | #REF! | #REF! | #REF! | #REF! |  |  | No Amendment | #REF! | #REF! | #REF!
[7 empty] | #REF! | #REF! | #REF! | #REF! |  | #REF! | #REF! | #REF! | #REF! |  | #REF! | #REF! | #REF! | #REF! |  | #REF! | #REF! | #REF! | #REF! |  | #REF! | #REF! | #REF! | #REF! |  | #REF! | #REF! | #REF! | #REF! |  | #REF! | #REF! | #REF! | #REF! |  | #REF! | #REF! | #REF! | #REF! |  | #REF! | #REF! | #REF! | #REF! |  | #REF! | #REF! | #REF! | #REF! |  | #REF! | #REF! | #REF! | #REF! |  | #REF! | #REF! | #REF! | #REF! |  | #REF! | #REF! | #REF! | #REF! |  | #REF! | #REF! | #REF! | #REF! |  | #REF! | #REF! | #REF! | #REF! |  | #REF! | #REF! | #REF! | #REF! |  | #REF! | #REF! | #REF! | #REF! |  | #REF! | #REF! | #REF! | #REF! |  | #REF! | #REF! | #REF! | #REF! |  | #REF! | #REF! | #REF! | #REF! |  | #REF! | #REF! | #REF! | #REF! |  | #REF! | #REF! | #REF! | #REF! |  | #REF! | #REF! | #REF! | #REF! |  | #REF! | #REF! | #REF! | #REF! | #REF! | #REF! | #REF! | #REF! |  |  | No Amendment | #REF! | #REF! | #REF!
[7 empty] | #REF! | #REF! | #REF! | #REF! |  | #REF! | #REF! | #REF! | #REF! |  | #REF! | #REF! | #REF! | #REF! |  | #REF! | #REF! | #REF! | #REF! |  | #REF! | #REF! | #REF! | #REF! |  | #REF! | #REF! | #REF! | #REF! |  | #REF! | #REF! | #REF! | #REF! |  | #REF! | #REF! | #REF! | #REF! |  | #REF! | #REF! | #REF! | #REF! |  | #REF! | #REF! | #REF! | #REF! |  | #REF! | #REF! | #REF! | #REF! |  | #REF! | #REF! | #REF! | #REF! |  | #REF! | #REF! | #REF! | #REF! |  | #REF! | #REF! | #REF! | #REF! |  | #REF! | #REF! | #REF! | #REF! |  | #REF! | #REF! | #REF! | #REF! |  | #REF! | #REF! | #REF! | #REF! |  | #REF! | #REF! | #REF! | #REF! |  | #REF! | #REF! | #REF! | #REF! |  | #REF! | #REF! | #REF! | #REF! |  | #REF! | #REF! | #REF! | #REF! |  | #REF! | #REF! | #REF! | #REF! |  | #REF! | #REF! | #REF! | #REF! |  | #REF! | #REF! | #REF! | #REF! | #REF! | #REF! | #REF! | #REF! |  |  | No Amendment | #REF! | #REF! | #REF!
[7 empty] | #REF! | #REF! | #REF! | #REF! |  | #REF! | #REF! | #REF! | #REF! |  | #REF! | #REF! | #REF! | #REF! |  | #REF! | #REF! | #REF! | #REF! |  | #REF! | #REF! | #REF! | #REF! |  | #REF! | #REF! | #REF! | #REF! |  | #REF! | #REF! | #REF! | #REF! |  | #REF! | #REF! | #REF! | #REF! |  | #REF! | #REF! | #REF! | #REF! |  | #REF! | #REF! | #REF! | #REF! |  | #REF! | #REF! | #REF! | #REF! |  | #REF! | #REF! | #REF! | #REF! |  | #REF! | #REF! | #REF! | #REF! |  | #REF! | #REF! | #REF! | #REF! |  | #REF! | #REF! | #REF! | #REF! |  | #REF! | #REF! | #REF! | #REF! |  | #REF! | #REF! | #REF! | #REF! |  | #REF! | #REF! | #REF! | #REF! |  | #REF! | #REF! | #REF! | #REF! |  | #REF! | #REF! | #REF! | #REF! |  | #REF! | #REF! | #REF! | #REF! |  | #REF! | #REF! | #REF! | #REF! |  | #REF! | #REF! | #REF! | #REF! |  | #REF! | #REF! | #REF! | #REF! | #REF! | #REF! | #REF! | #REF! |  |  | No Amendment | #REF! | #REF! | #REF!
[7 empty] | #REF! | #REF! | #REF! | #REF! |  | #REF! | #REF! | #REF! | #REF! |  | #REF! | #REF! | #REF! | #REF! |  | #REF! | #REF! | #REF! | #REF! |  | #REF! | #REF! | #REF! | #REF! |  | #REF! | #REF! | #REF! | #REF! |  | #REF! | #REF! | #REF! | #REF! |  | #REF! | #REF! | #REF! | #REF! |  | #REF! | #REF! | #REF! | #REF! |  | #REF! | #REF! | #REF! | #REF! |  | #REF! | #REF! | #REF! | #REF! |  | #REF! | #REF! | #REF! | #REF! |  | #REF! | #REF! | #REF! | #REF! |  | #REF! | #REF! | #REF! | #REF! |  | #REF! | #REF! | #REF! | #REF! |  | #REF! | #REF! | #REF! | #REF! |  | #REF! | #REF! | #REF! | #REF! |  | #REF! | #REF! | #REF! | #REF! |  | #REF! | #REF! | #REF! | #REF! |  | #REF! | #REF! | #REF! | #REF! |  | #REF! | #REF! | #REF! | #REF! |  | #REF! | #REF! | #REF! | #REF! |  | #REF! | #REF! | #REF! | #REF! |  | #REF! | #REF! | #REF! | #REF! | #REF! | #REF! | #REF! | #REF! |  |  | No Amendment | #REF! | #REF! | #REF!
[7 empty] | #REF! | #REF! | #REF! | #REF! |  | #REF! | #REF! | #REF! | #REF! |  | #REF! | #REF! | #REF! | #REF! |  | #REF! | #REF! | #REF! | #REF! |  | #REF! | #REF! | #REF! | #REF! |  | #REF! | #REF! | #REF! | #REF! |  | #REF! | #REF! | #REF! | #REF! |  | #REF! | #REF! | #REF! | #REF! |  | #REF! | #REF! | #REF! | #REF! |  | #REF! | #REF! | #REF! | #REF! |  | #REF! | #REF! | #REF! | #REF! |  | #REF! | #REF! | #REF! | #REF! |  | #REF! | #REF! | #REF! | #REF! |  | #REF! | #REF! | #REF! | #REF! |  | #REF! | #REF! | #REF! | #REF! |  | #REF! | #REF! | #REF! | #REF! |  | #REF! | #REF! | #REF! | #REF! |  | #REF! | #REF! | #REF! | #REF! |  | #REF! | #REF! | #REF! | #REF! |  | #REF! | #REF! | #REF! | #REF! |  | #REF! | #REF! | #REF! | #REF! |  | #REF! | #REF! | #REF! | #REF! |  | #REF! | #REF! | #REF! | #REF! |  | #REF! | #REF! | #REF! | #REF! | #REF! | #REF! | #REF! | #REF! |  |  | No Amendment | #REF! | #REF! | #REF!
[7 empty] | #REF! | #REF! | #REF! | #REF! |  | #REF! | #REF! | #REF! | #REF! |  | #REF! | #REF! | #REF! | #REF! |  | #REF! | #REF! | #REF! | #REF! |  | #REF! | #REF! | #REF! | #REF! |  | #REF! | #REF! | #REF! | #REF! |  | #REF! | #REF! | #REF! | #REF! |  | #REF! | #REF! | #REF! | #REF! |  | #REF! | #REF! | #REF! | #REF! |  | #REF! | #REF! | #REF! | #REF! |  | #REF! | #REF! | #REF! | #REF! |  | #REF! | #REF! | #REF! | #REF! |  | #REF! | #REF! | #REF! | #REF! |  | #REF! | #REF! | #REF! | #REF! |  | #REF! | #REF! | #REF! | #REF! |  | #REF! | #REF! | #REF! | #REF! |  | #REF! | #REF! | #REF! | #REF! |  | #REF! | #REF! | #REF! | #REF! |  | #REF! | #REF! | #REF! | #REF! |  | #REF! | #REF! | #REF! | #REF! |  | #REF! | #REF! | #REF! | #REF! |  | #REF! | #REF! | #REF! | #REF! |  | #REF! | #REF! | #REF! | #REF! |  | #REF! | #REF! | #REF! | #REF! | #REF! | #REF! | #REF! | #REF! |  |  | No Amendment | #REF! | #REF! | #REF!
[7 empty] | #REF! | #REF! | #REF! | #REF! |  | #REF! | #REF! | #REF! | #REF! |  | #REF! | #REF! | #REF! | #REF! |  | #REF! | #REF! | #REF! | #REF! |  | #REF! | #REF! | #REF! | #REF! |  | #REF! | #REF! | #REF! | #REF! |  | #REF! | #REF! | #REF! | #REF! |  | #REF! | #REF! | #REF! | #REF! |  | #REF! | #REF! | #REF! | #REF! |  | #REF! | #REF! | #REF! | #REF! |  | #REF! | #REF! | #REF! | #REF! |  | #REF! | #REF! | #REF! | #REF! |  | #REF! | #REF! | #REF! | #REF! |  | #REF! | #REF! | #REF! | #REF! |  | #REF! | #REF! | #REF! | #REF! |  | #REF! | #REF! | #REF! | #REF! |  | #REF! | #REF! | #REF! | #REF! |  | #REF! | #REF! | #REF! | #REF! |  | #REF! | #REF! | #REF! | #REF! |  | #REF! | #REF! | #REF! | #REF! |  | #REF! | #REF! | #REF! | #REF! |  | #REF! | #REF! | #REF! | #REF! |  | #REF! | #REF! | #REF! | #REF! |  | #REF! | #REF! | #REF! | #REF! | #REF! | #REF! | #REF! | #REF! |  |  | No Amendment | #REF! | #REF! | #REF!
[7 empty] | #REF! | #REF! | #REF! | #REF! |  | #REF! | #REF! | #REF! | #REF! |  | #REF! | #REF! | #REF! | #REF! |  | #REF! | #REF! | #REF! | #REF! |  | #REF! | #REF! | #REF! | #REF! |  | #REF! | #REF! | #REF! | #REF! |  | #REF! | #REF! | #REF! | #REF! |  | #REF! | #REF! | #REF! | #REF! |  | #REF! | #REF! | #REF! | #REF! |  | #REF! | #REF! | #REF! | #REF! |  | #REF! | #REF! | #REF! | #REF! |  | #REF! | #REF! | #REF! | #REF! |  | #REF! | #REF! | #REF! | #REF! |  | #REF! | #REF! | #REF! | #REF! |  | #REF! | #REF! | #REF! | #REF! |  | #REF! | #REF! | #REF! | #REF! |  | #REF! | #REF! | #REF! | #REF! |  | #REF! | #REF! | #REF! | #REF! |  | #REF! | #REF! | #REF! | #REF! |  | #REF! | #REF! | #REF! | #REF! |  | #REF! | #REF! | #REF! | #REF! |  | #REF! | #REF! | #REF! | #REF! |  | #REF! | #REF! | #REF! | #REF! |  | #REF! | #REF! | #REF! | #REF! | #REF! | #REF! | #REF! | #REF! |  |  | No Amendment | #REF! | #REF! | #REF!
[7 empty] | #REF! | #REF! | #REF! | #REF! |  | #REF! | #REF! | #REF! | #REF! |  | #REF! | #REF! | #REF! | #REF! |  | #REF! | #REF! | #REF! | #REF! |  | #REF! | #REF! | #REF! | #REF! |  | #REF! | #REF! | #REF! | #REF! |  | #REF! | #REF! | #REF! | #REF! |  | #REF! | #REF! | #REF! | #REF! |  | #REF! | #REF! | #REF! | #REF! |  | #REF! | #REF! | #REF! | #REF! |  | #REF! | #REF! | #REF! | #REF! |  | #REF! | #REF! | #REF! | #REF! |  | #REF! | #REF! | #REF! | #REF! |  | #REF! | #REF! | #REF! | #REF! |  | #REF! | #REF! | #REF! | #REF! |  | #REF! | #REF! | #REF! | #REF! |  | #REF! | #REF! | #REF! | #REF! |  | #REF! | #REF! | #REF! | #REF! |  | #REF! | #REF! | #REF! | #REF! |  | #REF! | #REF! | #REF! | #REF! |  | #REF! | #REF! | #REF! | #REF! |  | #REF! | #REF! | #REF! | #REF! |  | #REF! | #REF! | #REF! | #REF! |  | #REF! | #REF! | #REF! | #REF! | #REF! | #REF! | #REF! | #REF! |  |  | No Amendment | #REF! | #REF! | #REF!
[7 empty] | #REF! | #REF! | #REF! | #REF! |  | #REF! | #REF! | #REF! | #REF! |  | #REF! | #REF! | #REF! | #REF! |  | #REF! | #REF! | #REF! | #REF! |  | #REF! | #REF! | #REF! | #REF! |  | #REF! | #REF! | #REF! | #REF! |  | #REF! | #REF! | #REF! | #REF! |  | #REF! | #REF! | #REF! | #REF! |  | #REF! | #REF! | #REF! | #REF! |  | #REF! | #REF! | #REF! | #REF! |  | #REF! | #REF! | #REF! | #REF! |  | #REF! | #REF! | #REF! | #REF! |  | #REF! | #REF! | #REF! | #REF! |  | #REF! | #REF! | #REF! | #REF! |  | #REF! | #REF! | #REF! | #REF! |  | #REF! | #REF! | #REF! | #REF! |  | #REF! | #REF! | #REF! | #REF! |  | #REF! | #REF! | #REF! | #REF! |  | #REF! | #REF! | #REF! | #REF! |  | #REF! | #REF! | #REF! | #REF! |  | #REF! | #REF! | #REF! | #REF! |  | #REF! | #REF! | #REF! | #REF! |  | #REF! | #REF! | #REF! | #REF! |  | #REF! | #REF! | #REF! | #REF! | #REF! | #REF! | #REF! | #REF! |  |  | Earthworks | #REF! | #REF! | #REF!
[7 empty] | #REF! | #REF! | #REF! | #REF! |  | #REF! | #REF! | #REF! | #REF! |  | #REF! | #REF! | #REF! | #REF! |  | #REF! | #REF! | #REF! | #REF! |  | #REF! | #REF! | #REF! | #REF! |  | #REF! | #REF! | #REF! | #REF! |  | #REF! | #REF! | #REF! | #REF! |  | #REF! | #REF! | #REF! | #REF! |  | #REF! | #REF! | #REF! | #REF! |  | #REF! | #REF! | #REF! | #REF! |  | #REF! | #REF! | #REF! | #REF! |  | #REF! | #REF! | #REF! | #REF! |  | #REF! | #REF! | #REF! | #REF! |  | #REF! | #REF! | #REF! | #REF! |  | #REF! | #REF! | #REF! | #REF! |  | #REF! | #REF! | #REF! | #REF! |  | #REF! | #REF! | #REF! | #REF! |  | #REF! | #REF! | #REF! | #REF! |  | #REF! | #REF! | #REF! | #REF! |  | #REF! | #REF! | #REF! | #REF! |  | #REF! | #REF! | #REF! | #REF! |  | #REF! | #REF! | #REF! | #REF! |  | #REF! | #REF! | #REF! | #REF! |  | #REF! | #REF! | #REF! | #REF! | #REF! | #REF! | #REF! | #REF! |  |  | Earthworks | #REF! | #REF! | #REF!
[7 empty] | #REF! | #REF! | #REF! | #REF! |  | #REF! | #REF! | #REF! | #REF! |  | #REF! | #REF! | #REF! | #REF! |  | #REF! | #REF! | #REF! | #REF! |  | #REF! | #REF! | #REF! | #REF! |  | #REF! | #REF! | #REF! | #REF! |  | #REF! | #REF! | #REF! | #REF! |  | #REF! | #REF! | #REF! | #REF! |  | #REF! | #REF! | #REF! | #REF! |  | #REF! | #REF! | #REF! | #REF! |  | #REF! | #REF! | #REF! | #REF! |  | #REF! | #REF! | #REF! | #REF! |  | #REF! | #REF! | #REF! | #REF! |  | #REF! | #REF! | #REF! | #REF! |  | #REF! | #REF! | #REF! | #REF! |  | #REF! | #REF! | #REF! | #REF! |  | #REF! | #REF! | #REF! | #REF! |  | #REF! | #REF! | #REF! | #REF! |  | #REF! | #REF! | #REF! | #REF! |  | #REF! | #REF! | #REF! | #REF! |  | #REF! | #REF! | #REF! | #REF! |  | #REF! | #REF! | #REF! | #REF! |  | #REF! | #REF! | #REF! | #REF! |  | #REF! | #REF! | #REF! | #REF! | #REF! | #REF! | #REF! | #REF! |  |  | Earthworks | #REF! | #REF! | #REF!
[7 empty] | #REF! | #REF! | #REF! | #REF! |  | #REF! | #REF! | #REF! | #REF! |  | #REF! | #REF! | #REF! | #REF! |  | #REF! | #REF! | #REF! | #REF! |  | #REF! | #REF! | #REF! | #REF! |  | #REF! | #REF! | #REF! | #REF! |  | #REF! | #REF! | #REF! | #REF! |  | #REF! | #REF! | #REF! | #REF! |  | #REF! | #REF! | #REF! | #REF! |  | #REF! | #REF! | #REF! | #REF! |  | #REF! | #REF! | #REF! | #REF! |  | #REF! | #REF! | #REF! | #REF! |  | #REF! | #REF! | #REF! | #REF! |  | #REF! | #REF! | #REF! | #REF! |  | #REF! | #REF! | #REF! | #REF! |  | #REF! | #REF! | #REF! | #REF! |  | #REF! | #REF! | #REF! | #REF! |  | #REF! | #REF! | #REF! | #REF! |  | #REF! | #REF! | #REF! | #REF! |  | #REF! | #REF! | #REF! | #REF! |  | #REF! | #REF! | #REF! | #REF! |  | #REF! | #REF! | #REF! | #REF! |  | #REF! | #REF! | #REF! | #REF! |  | #REF! | #REF! | #REF! | #REF! | #REF! | #REF! | #REF! | #REF! |  |  | Earthworks | #REF! | #REF! | #REF!
[7 empty] | #REF! | #REF! | #REF! | #REF! |  | #REF! | #REF! | #REF! | #REF! |  | #REF! | #REF! | #REF! | #REF! |  | #REF! | #REF! | #REF! | #REF! |  | #REF! | #REF! | #REF! | #REF! |  | #REF! | #REF! | #REF! | #REF! |  | #REF! | #REF! | #REF! | #REF! |  | #REF! | #REF! | #REF! | #REF! |  | #REF! | #REF! | #REF! | #REF! |  | #REF! | #REF! | #REF! | #REF! |  | #REF! | #REF! | #REF! | #REF! |  | #REF! | #REF! | #REF! | #REF! |  | #REF! | #REF! | #REF! | #REF! |  | #REF! | #REF! | #REF! | #REF! |  | #REF! | #REF! | #REF! | #REF! |  | #REF! | #REF! | #REF! | #REF! |  | #REF! | #REF! | #REF! | #REF! |  | #REF! | #REF! | #REF! | #REF! |  | #REF! | #REF! | #REF! | #REF! |  | #REF! | #REF! | #REF! | #REF! |  | #REF! | #REF! | #REF! | #REF! |  | #REF! | #REF! | #REF! | #REF! |  | #REF! | #REF! | #REF! | #REF! |  | #REF! | #REF! | #REF! | #REF! | #REF! | #REF! | #REF! | #REF! |  |  | Earthworks | #REF! | #REF! | #REF!
[7 empty] | #REF! | #REF! | #REF! | #REF! |  | #REF! | #REF! | #REF! | #REF! |  | #REF! | #REF! | #REF! | #REF! |  | #REF! | #REF! | #REF! | #REF! |  | #REF! | #REF! | #REF! | #REF! |  | #REF! | #REF! | #REF! | #REF! |  | #REF! | #REF! | #REF! | #REF! |  | #REF! | #REF! | #REF! | #REF! |  | #REF! | #REF! | #REF! | #REF! |  | #REF! | #REF! | #REF! | #REF! |  | #REF! | #REF! | #REF! | #REF! |  | #REF! | #REF! | #REF! | #REF! |  | #REF! | #REF! | #REF! | #REF! |  | #REF! | #REF! | #REF! | #REF! |  | #REF! | #REF! | #REF! | #REF! |  | #REF! | #REF! | #REF! | #REF! |  | #REF! | #REF! | #REF! | #REF! |  | #REF! | #REF! | #REF! | #REF! |  | #REF! | #REF! | #REF! | #REF! |  | #REF! | #REF! | #REF! | #REF! |  | #REF! | #REF! | #REF! | #REF! |  | #REF! | #REF! | #REF! | #REF! |  | #REF! | #REF! | #REF! | #REF! |  | #REF! | #REF! | #REF! | #REF! | #REF! | #REF! | #REF! | #REF! |  |  | No Amendment | #REF! | #REF! | #REF!
[7 empty] | #REF! | #REF! | #REF! | #REF! |  | #REF! | #REF! | #REF! | #REF! |  | #REF! | #REF! | #REF! | #REF! |  | #REF! | #REF! | #REF! | #REF! |  | #REF! | #REF! | #REF! | #REF! |  | #REF! | #REF! | #REF! | #REF! |  | #REF! | #REF! | #REF! | #REF! |  | #REF! | #REF! | #REF! | #REF! |  | #REF! | #REF! | #REF! | #REF! |  | #REF! | #REF! | #REF! | #REF! |  | #REF! | #REF! | #REF! | #REF! |  | #REF! | #REF! | #REF! | #REF! |  | #REF! | #REF! | #REF! | #REF! |  | #REF! | #REF! | #REF! | #REF! |  | #REF! | #REF! | #REF! | #REF! |  | #REF! | #REF! | #REF! | #REF! |  | #REF! | #REF! | #REF! | #REF! |  | #REF! | #REF! | #REF! | #REF! |  | #REF! | #REF! | #REF! | #REF! |  | #REF! | #REF! | #REF! | #REF! |  | #REF! | #REF! | #REF! | #REF! |  | #REF! | #REF! | #REF! | #REF! |  | #REF! | #REF! | #REF! | #REF! |  | #REF! | #REF! | #REF! | #REF! | #REF! | #REF! | #REF! | #REF!
[7 empty] | #REF! | #REF! | #REF! | #REF! |  | #REF! | #REF! | #REF! | #REF! |  | #REF! | #REF! | #REF! | #REF! |  | #REF! | #REF! | #REF! | #REF! |  | #REF! | #REF! | #REF! | #REF! |  | #REF! | #REF! | #REF! | #REF! |  | #REF! | #REF! | #REF! | #REF! |  | #REF! | #REF! | #REF! | #REF! |  | #REF! | #REF! | #REF! | #REF! |  | #REF! | #REF! | #REF! | #REF! |  | #REF! | #REF! | #REF! | #REF! |  | #REF! | #REF! | #REF! | #REF! |  | #REF! | #REF! | #REF! | #REF! |  | #REF! | #REF! | #REF! | #REF! |  | #REF! | #REF! | #REF! | #REF! |  | #REF! | #REF! | #REF! | #REF! |  | #REF! | #REF! | #REF! | #REF! |  | #REF! | #REF! | #REF! | #REF! |  | #REF! | #REF! | #REF! | #REF! |  | #REF! | #REF! | #REF! | #REF! |  | #REF! | #REF! | #REF! | #REF! |  | #REF! | #REF! | #REF! | #REF! |  | #REF! | #REF! | #REF! | #REF! |  | #REF! | #REF! | #REF! | #REF! | #REF! | #REF! | #REF! | #REF!
[7 empty] | #REF! | #REF! | #REF! | #REF! |  | #REF! | #REF! | #REF! | #REF! |  | #REF! | #REF! | #REF! | #REF! |  | #REF! | #REF! | #REF! | #REF! |  | #REF! | #REF! | #REF! | #REF! |  | #REF! | #REF! | #REF! | #REF! |  | #REF! | #REF! | #REF! | #REF! |  | #REF! | #REF! | #REF! | #REF! |  | #REF! | #REF! | #REF! | #REF! |  | #REF! | #REF! | #REF! | #REF! |  | #REF! | #REF! | #REF! | #REF! |  | #REF! | #REF! | #REF! | #REF! |  | #REF! | #REF! | #REF! | #REF! |  | #REF! | #REF! | #REF! | #REF! |  | #REF! | #REF! | #REF! | #REF! |  | #REF! | #REF! | #REF! | #REF! |  | #REF! | #REF! | #REF! | #REF! |  | #REF! | #REF! | #REF! | #REF! |  | #REF! | #REF! | #REF! | #REF! |  | #REF! | #REF! | #REF! | #REF! |  | #REF! | #REF! | #REF! | #REF! |  | #REF! | #REF! | #REF! | #REF! |  | #REF! | #REF! | #REF! | #REF! |  | #REF! | #REF! | #REF! | #REF! | #REF! | #REF! | #REF! | #REF!
[7 empty] | #REF! | #REF! | #REF! | #REF! |  | #REF! | #REF! | #REF! | #REF! |  | #REF! | #REF! | #REF! | #REF! |  | #REF! | #REF! | #REF! | #REF! |  | #REF! | #REF! | #REF! | #REF! |  | #REF! | #REF! | #REF! | #REF! |  | #REF! | #REF! | #REF! | #REF! |  | #REF! | #REF! | #REF! | #REF! |  | #REF! | #REF! | #REF! | #REF! |  | #REF! | #REF! | #REF! | #REF! |  | #REF! | #REF! | #REF! | #REF! |  | #REF! | #REF! | #REF! | #REF! |  | #REF! | #REF! | #REF! | #REF! |  | #REF! | #REF! | #REF! | #REF! |  | #REF! | #REF! | #REF! | #REF! |  | #REF! | #REF! | #REF! | #REF! |  | #REF! | #REF! | #REF! | #REF! |  | #REF! | #REF! | #REF! | #REF! |  | #REF! | #REF! | #REF! | #REF! |  | #REF! | #REF! | #REF! | #REF! |  | #REF! | #REF! | #REF! | #REF! |  | #REF! | #REF! | #REF! | #REF! |  | #REF! | #REF! | #REF! | #REF! |  | #REF! | #REF! | #REF! | #REF! | #REF! | #REF! | #REF! | #REF!
[7 empty] | #REF! | #REF! | #REF! | #REF! |  | #REF! | #REF! | #REF! | #REF! |  | #REF! | #REF! | #REF! | #REF! |  | #REF! | #REF! | #REF! | #REF! |  | #REF! | #REF! | #REF! | #REF! |  | #REF! | #REF! | #REF! | #REF! |  | #REF! | #REF! | #REF! | #REF! |  | #REF! | #REF! | #REF! | #REF! |  | #REF! | #REF! | #REF! | #REF! |  | #REF! | #REF! | #REF! | #REF! |  | #REF! | #REF! | #REF! | #REF! |  | #REF! | #REF! | #REF! | #REF! |  | #REF! | #REF! | #REF! | #REF! |  | #REF! | #REF! | #REF! | #REF! |  | #REF! | #REF! | #REF! | #REF! |  | #REF! | #REF! | #REF! | #REF! |  | #REF! | #REF! | #REF! | #REF! |  | #REF! | #REF! | #REF! | #REF! |  | #REF! | #REF! | #REF! | #REF! |  | #REF! | #REF! | #REF! | #REF! |  | #REF! | #REF! | #REF! | #REF! |  | #REF! | #REF! | #REF! | #REF! |  | #REF! | #REF! | #REF! | #REF! |  | #REF! | #REF! | #REF! | #REF! | #REF! | #REF! | #REF! | #REF!
[7 empty] | #REF! | #REF! | #REF! | #REF! |  | #REF! | #REF! | #REF! | #REF! |  | #REF! | #REF! | #REF! | #REF! |  | #REF! | #REF! | #REF! | #REF! |  | #REF! | #REF! | #REF! | #REF! |  | #REF! | #REF! | #REF! | #REF! |  | #REF! | #REF! | #REF! | #REF! |  | #REF! | #REF! | #REF! | #REF! |  | #REF! | #REF! | #REF! | #REF! |  | #REF! | #REF! | #REF! | #REF! |  | #REF! | #REF! | #REF! | #REF! |  | #REF! | #REF! | #REF! | #REF! |  | #REF! | #REF! | #REF! | #REF! |  | #REF! | #REF! | #REF! | #REF! |  | #REF! | #REF! | #REF! | #REF! |  | #REF! | #REF! | #REF! | #REF! |  | #REF! | #REF! | #REF! | #REF! |  | #REF! | #REF! | #REF! | #REF! |  | #REF! | #REF! | #REF! | #REF! |  | #REF! | #REF! | #REF! | #REF! |  | #REF! | #REF! | #REF! | #REF! |  | #REF! | #REF! | #REF! | #REF! |  | #REF! | #REF! | #REF! | #REF! |  | #REF! | #REF! | #REF! | #REF! | #REF! | #REF! | #REF! | #REF!
[7 empty] | #REF! | #REF! | #REF! | #REF! |  | #REF! | #REF! | #REF! | #REF! |  | #REF! | #REF! | #REF! | #REF! |  | #REF! | #REF! | #REF! | #REF! |  | #REF! | #REF! | #REF! | #REF! |  | #REF! | #REF! | #REF! | #REF! |  | #REF! | #REF! | #REF! | #REF! |  | #REF! | #REF! | #REF! | #REF! |  | #REF! | #REF! | #REF! | #REF! |  | #REF! | #REF! | #REF! | #REF! |  | #REF! | #REF! | #REF! | #REF! |  | #REF! | #REF! | #REF! | #REF! |  | #REF! | #REF! | #REF! | #REF! |  | #REF! | #REF! | #REF! | #REF! |  | #REF! | #REF! | #REF! | #REF! |  | #REF! | #REF! | #REF! | #REF! |  | #REF! | #REF! | #REF! | #REF! |  | #REF! | #REF! | #REF! | #REF! |  | #REF! | #REF! | #REF! | #REF! |  | #REF! | #REF! | #REF! | #REF! |  | #REF! | #REF! | #REF! | #REF! |  | #REF! | #REF! | #REF! | #REF! |  | #REF! | #REF! | #REF! | #REF! |  | #REF! | #REF! | #REF! | #REF! | #REF! | #REF! | #REF! | #REF!
[7 empty] | #REF! | #REF! | #REF! | #REF! |  | #REF! | #REF! | #REF! | #REF! |  | #REF! | #REF! | #REF! | #REF! |  | #REF! | #REF! | #REF! | #REF! |  | #REF! | #REF! | #REF! | #REF! |  | #REF! | #REF! | #REF! | #REF! |  | #REF! | #REF! | #REF! | #REF! |  | #REF! | #REF! | #REF! | #REF! |  | #REF! | #REF! | #REF! | #REF! |  | #REF! | #REF! | #REF! | #REF! |  | #REF! | #REF! | #REF! | #REF! |  | #REF! | #REF! | #REF! | #REF! |  | #REF! | #REF! | #REF! | #REF! |  | #REF! | #REF! | #REF! | #REF! |  | #REF! | #REF! | #REF! | #REF! |  | #REF! | #REF! | #REF! | #REF! |  | #REF! | #REF! | #REF! | #REF! |  | #REF! | #REF! | #REF! | #REF! |  | #REF! | #REF! | #REF! | #REF! |  | #REF! | #REF! | #REF! | #REF! |  | #REF! | #REF! | #REF! | #REF! |  | #REF! | #REF! | #REF! | #REF! |  | #REF! | #REF! | #REF! | #REF! |  | #REF! | #REF! | #REF! | #REF! | #REF! | #REF! | #REF! | #REF! |  |  | Earthworks | #REF! | #REF! | #REF!
[7 empty] | #REF! | #REF! | #REF! | #REF! |  | #REF! | #REF! | #REF! | #REF! |  | #REF! | #REF! | #REF! | #REF! |  | #REF! | #REF! | #REF! | #REF! |  | #REF! | #REF! | #REF! | #REF! |  | #REF! | #REF! | #REF! | #REF! |  | #REF! | #REF! | #REF! | #REF! |  | #REF! | #REF! | #REF! | #REF! |  | #REF! | #REF! | #REF! | #REF! |  | #REF! | #REF! | #REF! | #REF! |  | #REF! | #REF! | #REF! | #REF! |  | #REF! | #REF! | #REF! | #REF! |  | #REF! | #REF! | #REF! | #REF! |  | #REF! | #REF! | #REF! | #REF! |  | #REF! | #REF! | #REF! | #REF! |  | #REF! | #REF! | #REF! | #REF! |  | #REF! | #REF! | #REF! | #REF! |  | #REF! | #REF! | #REF! | #REF! |  | #REF! | #REF! | #REF! | #REF! |  | #REF! | #REF! | #REF! | #REF! |  | #REF! | #REF! | #REF! | #REF! |  | #REF! | #REF! | #REF! | #REF! |  | #REF! | #REF! | #REF! | #REF! |  | #REF! | #REF! | #REF! | #REF! | #REF! | #REF! | #REF! | #REF! |  |  | Earthworks | #REF! | #REF! | #REF!
[7 empty] | #REF! | #REF! | #REF! | #REF! |  | #REF! | #REF! | #REF! | #REF! |  | #REF! | #REF! | #REF! | #REF! |  | #REF! | #REF! | #REF! | #REF! |  | #REF! | #REF! | #REF! | #REF! |  | #REF! | #REF! | #REF! | #REF! |  | #REF! | #REF! | #REF! | #REF! |  | #REF! | #REF! | #REF! | #REF! |  | #REF! | #REF! | #REF! | #REF! |  | #REF! | #REF! | #REF! | #REF! |  | #REF! | #REF! | #REF! | #REF! |  | #REF! | #REF! | #REF! | #REF! |  | #REF! | #REF! | #REF! | #REF! |  | #REF! | #REF! | #REF! | #REF! |  | #REF! | #REF! | #REF! | #REF! |  | #REF! | #REF! | #REF! | #REF! |  | #REF! | #REF! | #REF! | #REF! |  | #REF! | #REF! | #REF! | #REF! |  | #REF! | #REF! | #REF! | #REF! |  | #REF! | #REF! | #REF! | #REF! |  | #REF! | #REF! | #REF! | #REF! |  | #REF! | #REF! | #REF! | #REF! |  | #REF! | #REF! | #REF! | #REF! |  | #REF! | #REF! | #REF! | #REF! | #REF! | #REF! | #REF! | #REF! |  |  | Earthworks | #REF! | #REF! | #REF!
[7 empty] | #REF! | #REF! | #REF! | #REF! |  | #REF! | #REF! | #REF! | #REF! |  | #REF! | #REF! | #REF! | #REF! |  | #REF! | #REF! | #REF! | #REF! |  | #REF! | #REF! | #REF! | #REF! |  | #REF! | #REF! | #REF! | #REF! |  | #REF! | #REF! | #REF! | #REF! |  | #REF! | #REF! | #REF! | #REF! |  | #REF! | #REF! | #REF! | #REF! |  | #REF! | #REF! | #REF! | #REF! |  | #REF! | #REF! | #REF! | #REF! |  | #REF! | #REF! | #REF! | #REF! |  | #REF! | #REF! | #REF! | #REF! |  | #REF! | #REF! | #REF! | #REF! |  | #REF! | #REF! | #REF! | #REF! |  | #REF! | #REF! | #REF! | #REF! |  | #REF! | #REF! | #REF! | #REF! |  | #REF! | #REF! | #REF! | #REF! |  | #REF! | #REF! | #REF! | #REF! |  | #REF! | #REF! | #REF! | #REF! |  | #REF! | #REF! | #REF! | #REF! |  | #REF! | #REF! | #REF! | #REF! |  | #REF! | #REF! | #REF! | #REF! |  | #REF! | #REF! | #REF! | #REF! | #REF! | #REF! | #REF! | #REF! |  |  | Earthworks | #REF! | #REF! | #REF!
[7 empty] | #REF! | #REF! | #REF! | #REF! |  | #REF! | #REF! | #REF! | #REF! |  | #REF! | #REF! | #REF! | #REF! |  | #REF! | #REF! | #REF! | #REF! |  | #REF! | #REF! | #REF! | #REF! |  | #REF! | #REF! | #REF! | #REF! |  | #REF! | #REF! | #REF! | #REF! |  | #REF! | #REF! | #REF! | #REF! |  | #REF! | #REF! | #REF! | #REF! |  | #REF! | #REF! | #REF! | #REF! |  | #REF! | #REF! | #REF! | #REF! |  | #REF! | #REF! | #REF! | #REF! |  | #REF! | #REF! | #REF! | #REF! |  | #REF! | #REF! | #REF! | #REF! |  | #REF! | #REF! | #REF! | #REF! |  | #REF! | #REF! | #REF! | #REF! |  | #REF! | #REF! | #REF! | #REF! |  | #REF! | #REF! | #REF! | #REF! |  | #REF! | #REF! | #REF! | #REF! |  | #REF! | #REF! | #REF! | #REF! |  | #REF! | #REF! | #REF! | #REF! |  | #REF! | #REF! | #REF! | #REF! |  | #REF! | #REF! | #REF! | #REF! |  | #REF! | #REF! | #REF! | #REF! | #REF! | #REF! | #REF! | #REF! |  |  | Earthworks | #REF! | #REF! | #REF!
[7 empty] | #REF! | #REF! | #REF! | #REF! |  | #REF! | #REF! | #REF! | #REF! |  | #REF! | #REF! | #REF! | #REF! |  | #REF! | #REF! | #REF! | #REF! |  | #REF! | #REF! | #REF! | #REF! |  | #REF! | #REF! | #REF! | #REF! |  | #REF! | #REF! | #REF! | #REF! |  | #REF! | #REF! | #REF! | #REF! |  | #REF! | #REF! | #REF! | #REF! |  | #REF! | #REF! | #REF! | #REF! |  | #REF! | #REF! | #REF! | #REF! |  | #REF! | #REF! | #REF! | #REF! |  | #REF! | #REF! | #REF! | #REF! |  | #REF! | #REF! | #REF! | #REF! |  | #REF! | #REF! | #REF! | #REF! |  | #REF! | #REF! | #REF! | #REF! |  | #REF! | #REF! | #REF! | #REF! |  | #REF! | #REF! | #REF! | #REF! |  | #REF! | #REF! | #REF! | #REF! |  | #REF! | #REF! | #REF! | #REF! |  | #REF! | #REF! | #REF! | #REF! |  | #REF! | #REF! | #REF! | #REF! |  | #REF! | #REF! | #REF! | #REF! |  | #REF! | #REF! | #REF! | #REF! | #REF! | #REF! | #REF! | #REF! |  |  | Earthworks | #REF! | #REF! | #REF!
[7 empty] | #REF! | #REF! | #REF! | #REF! |  | #REF! | #REF! | #REF! | #REF! |  | #REF! | #REF! | #REF! | #REF! |  | #REF! | #REF! | #REF! | #REF! |  | #REF! | #REF! | #REF! | #REF! |  | #REF! | #REF! | #REF! | #REF! |  | #REF! | #REF! | #REF! | #REF! |  | #REF! | #REF! | #REF! | #REF! |  | #REF! | #REF! | #REF! | #REF! |  | #REF! | #REF! | #REF! | #REF! |  | #REF! | #REF! | #REF! | #REF! |  | #REF! | #REF! | #REF! | #REF! |  | #REF! | #REF! | #REF! | #REF! |  | #REF! | #REF! | #REF! | #REF! |  | #REF! | #REF! | #REF! | #REF! |  | #REF! | #REF! | #REF! | #REF! |  | #REF! | #REF! | #REF! | #REF! |  | #REF! | #REF! | #REF! | #REF! |  | #REF! | #REF! | #REF! | #REF! |  | #REF! | #REF! | #REF! | #REF! |  | #REF! | #REF! | #REF! | #REF! |  | #REF! | #REF! | #REF! | #REF! |  | #REF! | #REF! | #REF! | #REF! |  | #REF! | #REF! | #REF! | #REF! | #REF! | #REF! | #REF! | #REF! |  |  | Earthworks | #REF! | #REF! | #REF!
[7 empty] | #REF! | #REF! | #REF! | #REF! |  | #REF! | #REF! | #REF! | #REF! |  | #REF! | #REF! | #REF! | #REF! |  | #REF! | #REF! | #REF! | #REF! |  | #REF! | #REF! | #REF! | #REF! |  | #REF! | #REF! | #REF! | #REF! |  | #REF! | #REF! | #REF! | #REF! |  | #REF! | #REF! | #REF! | #REF! |  | #REF! | #REF! | #REF! | #REF! |  | #REF! | #REF! | #REF! | #REF! |  | #REF! | #REF! | #REF! | #REF! |  | #REF! | #REF! | #REF! | #REF! |  | #REF! | #REF! | #REF! | #REF! |  | #REF! | #REF! | #REF! | #REF! |  | #REF! | #REF! | #REF! | #REF! |  | #REF! | #REF! | #REF! | #REF! |  | #REF! | #REF! | #REF! | #REF! |  | #REF! | #REF! | #REF! | #REF! |  | #REF! | #REF! | #REF! | #REF! |  | #REF! | #REF! | #REF! | #REF! |  | #REF! | #REF! | #REF! | #REF! |  | #REF! | #REF! | #REF! | #REF! |  | #REF! | #REF! | #REF! | #REF! |  | #REF! | #REF! | #REF! | #REF! | #REF! | #REF! | #REF! | #REF! |  |  | Earthworks | #REF! | #REF! | #REF!
[7 empty] | #REF! | #REF! | #REF! | #REF! |  | #REF! | #REF! | #REF! | #REF! |  | #REF! | #REF! | #REF! | #REF! |  | #REF! | #REF! | #REF! | #REF! |  | #REF! | #REF! | #REF! | #REF! |  | #REF! | #REF! | #REF! | #REF! |  | #REF! | #REF! | #REF! | #REF! |  | #REF! | #REF! | #REF! | #REF! |  | #REF! | #REF! | #REF! | #REF! |  | #REF! | #REF! | #REF! | #REF! |  | #REF! | #REF! | #REF! | #REF! |  | #REF! | #REF! | #REF! | #REF! |  | #REF! | #REF! | #REF! | #REF! |  | #REF! | #REF! | #REF! | #REF! |  | #REF! | #REF! | #REF! | #REF! |  | #REF! | #REF! | #REF! | #REF! |  | #REF! | #REF! | #REF! | #REF! |  | #REF! | #REF! | #REF! | #REF! |  | #REF! | #REF! | #REF! | #REF! |  | #REF! | #REF! | #REF! | #REF! |  | #REF! | #REF! | #REF! | #REF! |  | #REF! | #REF! | #REF! | #REF! |  | #REF! | #REF! | #REF! | #REF! |  | #REF! | #REF! | #REF! | #REF! | #REF! | #REF! | #REF! | #REF! |  |  | Earthworks | #REF! | #REF! | #REF!
[7 empty] | #REF! | #REF! | #REF! | #REF! |  | #REF! | #REF! | #REF! | #REF! |  | #REF! | #REF! | #REF! | #REF! |  | #REF! | #REF! | #REF! | #REF! |  | #REF! | #REF! | #REF! | #REF! |  | #REF! | #REF! | #REF! | #REF! |  | #REF! | #REF! | #REF! | #REF! |  | #REF! | #REF! | #REF! | #REF! |  | #REF! | #REF! | #REF! | #REF! |  | #REF! | #REF! | #REF! | #REF! |  | #REF! | #REF! | #REF! | #REF! |  | #REF! | #REF! | #REF! | #REF! |  | #REF! | #REF! | #REF! | #REF! |  | #REF! | #REF! | #REF! | #REF! |  | #REF! | #REF! | #REF! | #REF! |  | #REF! | #REF! | #REF! | #REF! |  | #REF! | #REF! | #REF! | #REF! |  | #REF! | #REF! | #REF! | #REF! |  | #REF! | #REF! | #REF! | #REF! |  | #REF! | #REF! | #REF! | #REF! |  | #REF! | #REF! | #REF! | #REF! |  | #REF! | #REF! | #REF! | #REF! |  | #REF! | #REF! | #REF! | #REF! |  | #REF! | #REF! | #REF! | #REF! | #REF! | #REF! | #REF! | #REF! |  |  | Earthworks | #REF! | #REF! | #REF!
[7 empty] | #REF! | #REF! | #REF! | #REF! |  | #REF! | #REF! | #REF! | #REF! |  | #REF! | #REF! | #REF! | #REF! |  | #REF! | #REF! | #REF! | #REF! |  | #REF! | #REF! | #REF! | #REF! |  | #REF! | #REF! | #REF! | #REF! |  | #REF! | #REF! | #REF! | #REF! |  | #REF! | #REF! | #REF! | #REF! |  | #REF! | #REF! | #REF! | #REF! |  | #REF! | #REF! | #REF! | #REF! |  | #REF! | #REF! | #REF! | #REF! |  | #REF! | #REF! | #REF! | #REF! |  | #REF! | #REF! | #REF! | #REF! |  | #REF! | #REF! | #REF! | #REF! |  | #REF! | #REF! | #REF! | #REF! |  | #REF! | #REF! | #REF! | #REF! |  | #REF! | #REF! | #REF! | #REF! |  | #REF! | #REF! | #REF! | #REF! |  | #REF! | #REF! | #REF! | #REF! |  | #REF! | #REF! | #REF! | #REF! |  | #REF! | #REF! | #REF! | #REF! |  | #REF! | #REF! | #REF! | #REF! |  | #REF! | #REF! | #REF! | #REF! |  | #REF! | #REF! | #REF! | #REF! | #REF! | #REF! | #REF! | #REF! |  |  | Earthworks | #REF! | #REF! | #REF!
[7 empty] | #REF! | #REF! | #REF! | #REF! |  | #REF! | #REF! | #REF! | #REF! |  | #REF! | #REF! | #REF! | #REF! |  | #REF! | #REF! | #REF! | #REF! |  | #REF! | #REF! | #REF! | #REF! |  | #REF! | #REF! | #REF! | #REF! |  | #REF! | #REF! | #REF! | #REF! |  | #REF! | #REF! | #REF! | #REF! |  | #REF! | #REF! | #REF! | #REF! |  | #REF! | #REF! | #REF! | #REF! |  | #REF! | #REF! | #REF! | #REF! |  | #REF! | #REF! | #REF! | #REF! |  | #REF! | #REF! | #REF! | #REF! |  | #REF! | #REF! | #REF! | #REF! |  | #REF! | #REF! | #REF! | #REF! |  | #REF! | #REF! | #REF! | #REF! |  | #REF! | #REF! | #REF! | #REF! |  | #REF! | #REF! | #REF! | #REF! |  | #REF! | #REF! | #REF! | #REF! |  | #REF! | #REF! | #REF! | #REF! |  | #REF! | #REF! | #REF! | #REF! |  | #REF! | #REF! | #REF! | #REF! |  | #REF! | #REF! | #REF! | #REF! |  | #REF! | #REF! | #REF! | #REF! | #REF! | #REF! | #REF! | #REF! |  |  | Earthworks | #REF! | #REF! | #REF!
[7 empty] | #REF! | #REF! | #REF! | #REF! |  | #REF! | #REF! | #REF! | #REF! |  | #REF! | #REF! | #REF! | #REF! |  | #REF! | #REF! | #REF! | #REF! |  | #REF! | #REF! | #REF! | #REF! |  | #REF! | #REF! | #REF! | #REF! |  | #REF! | #REF! | #REF! | #REF! |  | #REF! | #REF! | #REF! | #REF! |  | #REF! | #REF! | #REF! | #REF! |  | #REF! | #REF! | #REF! | #REF! |  | #REF! | #REF! | #REF! | #REF! |  | #REF! | #REF! | #REF! | #REF! |  | #REF! | #REF! | #REF! | #REF! |  | #REF! | #REF! | #REF! | #REF! |  | #REF! | #REF! | #REF! | #REF! |  | #REF! | #REF! | #REF! | #REF! |  | #REF! | #REF! | #REF! | #REF! |  | #REF! | #REF! | #REF! | #REF! |  | #REF! | #REF! | #REF! | #REF! |  | #REF! | #REF! | #REF! | #REF! |  | #REF! | #REF! | #REF! | #REF! |  | #REF! | #REF! | #REF! | #REF! |  | #REF! | #REF! | #REF! | #REF! |  | #REF! | #REF! | #REF! | #REF! | #REF! | #REF! | #REF! | #REF! |  |  | Earthworks | #REF! | #REF! | #REF!
[7 empty] | #REF! | #REF! | #REF! | #REF! |  | #REF! | #REF! | #REF! | #REF! |  | #REF! | #REF! | #REF! | #REF! |  | #REF! | #REF! | #REF! | #REF! |  | #REF! | #REF! | #REF! | #REF! |  | #REF! | #REF! | #REF! | #REF! |  | #REF! | #REF! | #REF! | #REF! |  | #REF! | #REF! | #REF! | #REF! |  | #REF! | #REF! | #REF! | #REF! |  | #REF! | #REF! | #REF! | #REF! |  | #REF! | #REF! | #REF! | #REF! |  | #REF! | #REF! | #REF! | #REF! |  | #REF! | #REF! | #REF! | #REF! |  | #REF! | #REF! | #REF! | #REF! |  | #REF! | #REF! | #REF! | #REF! |  | #REF! | #REF! | #REF! | #REF! |  | #REF! | #REF! | #REF! | #REF! |  | #REF! | #REF! | #REF! | #REF! |  | #REF! | #REF! | #REF! | #REF! |  | #REF! | #REF! | #REF! | #REF! |  | #REF! | #REF! | #REF! | #REF! |  | #REF! | #REF! | #REF! | #REF! |  | #REF! | #REF! | #REF! | #REF! |  | #REF! | #REF! | #REF! | #REF! | #REF! | #REF! | #REF! | #REF! |  |  | Earthworks | #REF! | #REF! | #REF!
[7 empty] | #REF! | #REF! | #REF! | #REF! |  | #REF! | #REF! | #REF! | #REF! |  | #REF! | #REF! | #REF! | #REF! |  | #REF! | #REF! | #REF! | #REF! |  | #REF! | #REF! | #REF! | #REF! |  | #REF! | #REF! | #REF! | #REF! |  | #REF! | #REF! | #REF! | #REF! |  | #REF! | #REF! | #REF! | #REF! |  | #REF! | #REF! | #REF! | #REF! |  | #REF! | #REF! | #REF! | #REF! |  | #REF! | #REF! | #REF! | #REF! |  | #REF! | #REF! | #REF! | #REF! |  | #REF! | #REF! | #REF! | #REF! |  | #REF! | #REF! | #REF! | #REF! |  | #REF! | #REF! | #REF! | #REF! |  | #REF! | #REF! | #REF! | #REF! |  | #REF! | #REF! | #REF! | #REF! |  | #REF! | #REF! | #REF! | #REF! |  | #REF! | #REF! | #REF! | #REF! |  | #REF! | #REF! | #REF! | #REF! |  | #REF! | #REF! | #REF! | #REF! |  | #REF! | #REF! | #REF! | #REF! |  | #REF! | #REF! | #REF! | #REF! |  | #REF! | #REF! | #REF! | #REF! | #REF! | #REF! | #REF! | #REF! |  |  | Earthworks | #REF! | #REF! | #REF!
[7 empty] | #REF! | #REF! | #REF! | #REF! |  | #REF! | #REF! | #REF! | #REF! |  | #REF! | #REF! | #REF! | #REF! |  | #REF! | #REF! | #REF! | #REF! |  | #REF! | #REF! | #REF! | #REF! |  | #REF! | #REF! | #REF! | #REF! |  | #REF! | #REF! | #REF! | #REF! |  | #REF! | #REF! | #REF! | #REF! |  | #REF! | #REF! | #REF! | #REF! |  | #REF! | #REF! | #REF! | #REF! |  | #REF! | #REF! | #REF! | #REF! |  | #REF! | #REF! | #REF! | #REF! |  | #REF! | #REF! | #REF! | #REF! |  | #REF! | #REF! | #REF! | #REF! |  | #REF! | #REF! | #REF! | #REF! |  | #REF! | #REF! | #REF! | #REF! |  | #REF! | #REF! | #REF! | #REF! |  | #REF! | #REF! | #REF! | #REF! |  | #REF! | #REF! | #REF! | #REF! |  | #REF! | #REF! | #REF! | #REF! |  | #REF! | #REF! | #REF! | #REF! |  | #REF! | #REF! | #REF! | #REF! |  | #REF! | #REF! | #REF! | #REF! |  | #REF! | #REF! | #REF! | #REF! | #REF! | #REF! | #REF! | #REF! |  |  | Earthworks | #REF! | #REF! | #REF!
[7 empty] | #REF! | #REF! | #REF! | #REF! |  | #REF! | #REF! | #REF! | #REF! |  | #REF! | #REF! | #REF! | #REF! |  | #REF! | #REF! | #REF! | #REF! |  | #REF! | #REF! | #REF! | #REF! |  | #REF! | #REF! | #REF! | #REF! |  | #REF! | #REF! | #REF! | #REF! |  | #REF! | #REF! | #REF! | #REF! |  | #REF! | #REF! | #REF! | #REF! |  | #REF! | #REF! | #REF! | #REF! |  | #REF! | #REF! | #REF! | #REF! |  | #REF! | #REF! | #REF! | #REF! |  | #REF! | #REF! | #REF! | #REF! |  | #REF! | #REF! | #REF! | #REF! |  | #REF! | #REF! | #REF! | #REF! |  | #REF! | #REF! | #REF! | #REF! |  | #REF! | #REF! | #REF! | #REF! |  | #REF! | #REF! | #REF! | #REF! |  | #REF! | #REF! | #REF! | #REF! |  | #REF! | #REF! | #REF! | #REF! |  | #REF! | #REF! | #REF! | #REF! |  | #REF! | #REF! | #REF! | #REF! |  | #REF! | #REF! | #REF! | #REF! |  | #REF! | #REF! | #REF! | #REF! | #REF! | #REF! | #REF! | #REF! |  |  | Earthworks | #REF! | #REF! | #REF!
[7 empty] | #REF! | #REF! | #REF! | #REF! |  | #REF! | #REF! | #REF! | #REF! |  | #REF! | #REF! | #REF! | #REF! |  | #REF! | #REF! | #REF! | #REF! |  | #REF! | #REF! | #REF! | #REF! |  | #REF! | #REF! | #REF! | #REF! |  | #REF! | #REF! | #REF! | #REF! |  | #REF! | #REF! | #REF! | #REF! |  | #REF! | #REF! | #REF! | #REF! |  | #REF! | #REF! | #REF! | #REF! |  | #REF! | #REF! | #REF! | #REF! |  | #REF! | #REF! | #REF! | #REF! |  | #REF! | #REF! | #REF! | #REF! |  | #REF! | #REF! | #REF! | #REF! |  | #REF! | #REF! | #REF! | #REF! |  | #REF! | #REF! | #REF! | #REF! |  | #REF! | #REF! | #REF! | #REF! |  | #REF! | #REF! | #REF! | #REF! |  | #REF! | #REF! | #REF! | #REF! |  | #REF! | #REF! | #REF! | #REF! |  | #REF! | #REF! | #REF! | #REF! |  | #REF! | #REF! | #REF! | #REF! |  | #REF! | #REF! | #REF! | #REF! |  | #REF! | #REF! | #REF! | #REF! | #REF! | #REF! | #REF! | #REF! |  |  | No Amendment | #REF! | #REF! | #REF!
[7 empty] | #REF! | #REF! | #REF! | #REF! |  | #REF! | #REF! | #REF! | #REF! |  | #REF! | #REF! | #REF! | #REF! |  | #REF! | #REF! | #REF! | #REF! |  | #REF! | #REF! | #REF! | #REF! |  | #REF! | #REF! | #REF! | #REF! |  | #REF! | #REF! | #REF! | #REF! |  | #REF! | #REF! | #REF! | #REF! |  | #REF! | #REF! | #REF! | #REF! |  | #REF! | #REF! | #REF! | #REF! |  | #REF! | #REF! | #REF! | #REF! |  | #REF! | #REF! | #REF! | #REF! |  | #REF! | #REF! | #REF! | #REF! |  | #REF! | #REF! | #REF! | #REF! |  | #REF! | #REF! | #REF! | #REF! |  | #REF! | #REF! | #REF! | #REF! |  | #REF! | #REF! | #REF! | #REF! |  | #REF! | #REF! | #REF! | #REF! |  | #REF! | #REF! | #REF! | #REF! |  | #REF! | #REF! | #REF! | #REF! |  | #REF! | #REF! | #REF! | #REF! |  | #REF! | #REF! | #REF! | #REF! |  | #REF! | #REF! | #REF! | #REF! |  | #REF! | #REF! | #REF! | #REF! | #REF! | #REF! | #REF! | #REF! |  |  | No Amendment | #REF! | #REF! | #REF!
[7 empty] | #REF! | #REF! | #REF! | #REF! |  | #REF! | #REF! | #REF! | #REF! |  | #REF! | #REF! | #REF! | #REF! |  | #REF! | #REF! | #REF! | #REF! |  | #REF! | #REF! | #REF! | #REF! |  | #REF! | #REF! | #REF! | #REF! |  | #REF! | #REF! | #REF! | #REF! |  | #REF! | #REF! | #REF! | #REF! |  | #REF! | #REF! | #REF! | #REF! |  | #REF! | #REF! | #REF! | #REF! |  | #REF! | #REF! | #REF! | #REF! |  | #REF! | #REF! | #REF! | #REF! |  | #REF! | #REF! | #REF! | #REF! |  | #REF! | #REF! | #REF! | #REF! |  | #REF! | #REF! | #REF! | #REF! |  | #REF! | #REF! | #REF! | #REF! |  | #REF! | #REF! | #REF! | #REF! |  | #REF! | #REF! | #REF! | #REF! |  | #REF! | #REF! | #REF! | #REF! |  | #REF! | #REF! | #REF! | #REF! |  | #REF! | #REF! | #REF! | #REF! |  | #REF! | #REF! | #REF! | #REF! |  | #REF! | #REF! | #REF! | #REF! |  | #REF! | #REF! | #REF! | #REF! | #REF! | #REF! | #REF! | #REF! |  |  | No Amendment | #REF! | #REF! | #REF!
[7 empty] | #REF! | #REF! | #REF! | #REF! |  | #REF! | #REF! | #REF! | #REF! |  | #REF! | #REF! | #REF! | #REF! |  | #REF! | #REF! | #REF! | #REF! |  | #REF! | #REF! | #REF! | #REF! |  | #REF! | #REF! | #REF! | #REF! |  | #REF! | #REF! | #REF! | #REF! |  | #REF! | #REF! | #REF! | #REF! |  | #REF! | #REF! | #REF! | #REF! |  | #REF! | #REF! | #REF! | #REF! |  | #REF! | #REF! | #REF! | #REF! |  | #REF! | #REF! | #REF! | #REF! |  | #REF! | #REF! | #REF! | #REF! |  | #REF! | #REF! | #REF! | #REF! |  | #REF! | #REF! | #REF! | #REF! |  | #REF! | #REF! | #REF! | #REF! |  | #REF! | #REF! | #REF! | #REF! |  | #REF! | #REF! | #REF! | #REF! |  | #REF! | #REF! | #REF! | #REF! |  | #REF! | #REF! | #REF! | #REF! |  | #REF! | #REF! | #REF! | #REF! |  | #REF! | #REF! | #REF! | #REF! |  | #REF! | #REF! | #REF! | #REF! |  | #REF! | #REF! | #REF! | #REF! | #REF! | #REF! | #REF! | #REF! |  |  | No Amendment | #REF! | #REF! | #REF!
[7 empty] | #REF! | #REF! | #REF! | #REF! |  | #REF! | #REF! | #REF! | #REF! |  | #REF! | #REF! | #REF! | #REF! |  | #REF! | #REF! | #REF! | #REF! |  | #REF! | #REF! | #REF! | #REF! |  | #REF! | #REF! | #REF! | #REF! |  | #REF! | #REF! | #REF! | #REF! |  | #REF! | #REF! | #REF! | #REF! |  | #REF! | #REF! | #REF! | #REF! |  | #REF! | #REF! | #REF! | #REF! |  | #REF! | #REF! | #REF! | #REF! |  | #REF! | #REF! | #REF! | #REF! |  | #REF! | #REF! | #REF! | #REF! |  | #REF! | #REF! | #REF! | #REF! |  | #REF! | #REF! | #REF! | #REF! |  | #REF! | #REF! | #REF! | #REF! |  | #REF! | #REF! | #REF! | #REF! |  | #REF! | #REF! | #REF! | #REF! |  | #REF! | #REF! | #REF! | #REF! |  | #REF! | #REF! | #REF! | #REF! |  | #REF! | #REF! | #REF! | #REF! |  | #REF! | #REF! | #REF! | #REF! |  | #REF! | #REF! | #REF! | #REF! |  | #REF! | #REF! | #REF! | #REF! | #REF! | #REF! | #REF! | #REF! |  |  | Earthworks | #REF! | #REF! | #REF! |  | Variance between quantity and rates is swaying the gaps, for example, N83 quantity is 50m3 and rate is 10.00, where as N56 5000m3 and rate is 0.80.
[7 empty] | #REF! | #REF! | #REF! | #REF! |  | #REF! | #REF! | #REF! | #REF! |  | #REF! | #REF! | #REF! | #REF! |  | #REF! | #REF! | #REF! | #REF! |  | #REF! | #REF! | #REF! | #REF! |  | #REF! | #REF! | #REF! | #REF! |  | #REF! | #REF! | #REF! | #REF! |  | #REF! | #REF! | #REF! | #REF! |  | #REF! | #REF! | #REF! | #REF! |  | #REF! | #REF! | #REF! | #REF! |  | #REF! | #REF! | #REF! | #REF! |  | #REF! | #REF! | #REF! | #REF! |  | #REF! | #REF! | #REF! | #REF! |  | #REF! | #REF! | #REF! | #REF! |  | #REF! | #REF! | #REF! | #REF! |  | #REF! | #REF! | #REF! | #REF! |  | #REF! | #REF! | #REF! | #REF! |  | #REF! | #REF! | #REF! | #REF! |  | #REF! | #REF! | #REF! | #REF! |  | #REF! | #REF! | #REF! | #REF! |  | #REF! | #REF! | #REF! | #REF! |  | #REF! | #REF! | #REF! | #REF! |  | #REF! | #REF! | #REF! | #REF! |  | #REF! | #REF! | #REF! | #REF! | #REF! | #REF! | #REF! | #REF! |  |  | Earthworks | #REF! | #REF! | #REF! |  | Variance between quantity and rates is swaying the gaps, for example, N83 quantity is 50m3 and rate is 35.00, where as N56 5000m3 and rate is 1.71.
[7 empty] | #REF! | #REF! | #REF! | #REF! |  | #REF! | #REF! | #REF! | #REF! |  | #REF! | #REF! | #REF! | #REF! |  | #REF! | #REF! | #REF! | #REF! |  | #REF! | #REF! | #REF! | #REF! |  | #REF! | #REF! | #REF! | #REF! |  | #REF! | #REF! | #REF! | #REF! |  | #REF! | #REF! | #REF! | #REF! |  | #REF! | #REF! | #REF! | #REF! |  | #REF! | #REF! | #REF! | #REF! |  | #REF! | #REF! | #REF! | #REF! |  | #REF! | #REF! | #REF! | #REF! |  | #REF! | #REF! | #REF! | #REF! |  | #REF! | #REF! | #REF! | #REF! |  | #REF! | #REF! | #REF! | #REF! |  | #REF! | #REF! | #REF! | #REF! |  | #REF! | #REF! | #REF! | #REF! |  | #REF! | #REF! | #REF! | #REF! |  | #REF! | #REF! | #REF! | #REF! |  | #REF! | #REF! | #REF! | #REF! |  | #REF! | #REF! | #REF! | #REF! |  | #REF! | #REF! | #REF! | #REF! |  | #REF! | #REF! | #REF! | #REF! |  | #REF! | #REF! | #REF! | #REF! | #REF! | #REF! | #REF! | #REF! |  |  | Earthworks | #REF! | #REF! | #REF!
[7 empty] | #REF! | #REF! | #REF! | #REF! |  | #REF! | #REF! | #REF! | #REF! |  | #REF! | #REF! | #REF! | #REF! |  | #REF! | #REF! | #REF! | #REF! |  | #REF! | #REF! | #REF! | #REF! |  | #REF! | #REF! | #REF! | #REF! |  | #REF! | #REF! | #REF! | #REF! |  | #REF! | #REF! | #REF! | #REF! |  | #REF! | #REF! | #REF! | #REF! |  | #REF! | #REF! | #REF! | #REF! |  | #REF! | #REF! | #REF! | #REF! |  | #REF! | #REF! | #REF! | #REF! |  | #REF! | #REF! | #REF! | #REF! |  | #REF! | #REF! | #REF! | #REF! |  | #REF! | #REF! | #REF! | #REF! |  | #REF! | #REF! | #REF! | #REF! |  | #REF! | #REF! | #REF! | #REF! |  | #REF! | #REF! | #REF! | #REF! |  | #REF! | #REF! | #REF! | #REF! |  | #REF! | #REF! | #REF! | #REF! |  | #REF! | #REF! | #REF! | #REF! |  | #REF! | #REF! | #REF! | #REF! |  | #REF! | #REF! | #REF! | #REF! |  | #REF! | #REF! | #REF! | #REF! | #REF! | #REF! | #REF! | #REF! |  |  | Earthworks | #REF! | #REF! | #REF!
[7 empty] | #REF! | #REF! | #REF! | #REF! |  | #REF! | #REF! | #REF! | #REF! |  | #REF! | #REF! | #REF! | #REF! |  | #REF! | #REF! | #REF! | #REF! |  | #REF! | #REF! | #REF! | #REF! |  | #REF! | #REF! | #REF! | #REF! |  | #REF! | #REF! | #REF! | #REF! |  | #REF! | #REF! | #REF! | #REF! |  | #REF! | #REF! | #REF! | #REF! |  | #REF! | #REF! | #REF! | #REF! |  | #REF! | #REF! | #REF! | #REF! |  | #REF! | #REF! | #REF! | #REF! |  | #REF! | #REF! | #REF! | #REF! |  | #REF! | #REF! | #REF! | #REF! |  | #REF! | #REF! | #REF! | #REF! |  | #REF! | #REF! | #REF! | #REF! |  | #REF! | #REF! | #REF! | #REF! |  | #REF! | #REF! | #REF! | #REF! |  | #REF! | #REF! | #REF! | #REF! |  | #REF! | #REF! | #REF! | #REF! |  | #REF! | #REF! | #REF! | #REF! |  | #REF! | #REF! | #REF! | #REF! |  | #REF! | #REF! | #REF! | #REF! |  | #REF! | #REF! | #REF! | #REF! | #REF! | #REF! | #REF! | #REF! |  |  | Earthworks | #REF! | #REF! | #REF!
[7 empty] | #REF! | #REF! | #REF! | #REF! |  | #REF! | #REF! | #REF! | #REF! |  | #REF! | #REF! | #REF! | #REF! |  | #REF! | #REF! | #REF! | #REF! |  | #REF! | #REF! | #REF! | #REF! |  | #REF! | #REF! | #REF! | #REF! |  | #REF! | #REF! | #REF! | #REF! |  | #REF! | #REF! | #REF! | #REF! |  | #REF! | #REF! | #REF! | #REF! |  | #REF! | #REF! | #REF! | #REF! |  | #REF! | #REF! | #REF! | #REF! |  | #REF! | #REF! | #REF! | #REF! |  | #REF! | #REF! | #REF! | #REF! |  | #REF! | #REF! | #REF! | #REF! |  | #REF! | #REF! | #REF! | #REF! |  | #REF! | #REF! | #REF! | #REF! |  | #REF! | #REF! | #REF! | #REF! |  | #REF! | #REF! | #REF! | #REF! |  | #REF! | #REF! | #REF! | #REF! |  | #REF! | #REF! | #REF! | #REF! |  | #REF! | #REF! | #REF! | #REF! |  | #REF! | #REF! | #REF! | #REF! |  | #REF! | #REF! | #REF! | #REF! |  | #REF! | #REF! | #REF! | #REF! | #REF! | #REF! | #REF! | #REF! |  |  | Earthworks | #REF! | #REF! | #REF!
[7 empty] | #REF! | #REF! | #REF! | #REF! |  | #REF! | #REF! | #REF! | #REF! |  | #REF! | #REF! | #REF! | #REF! |  | #REF! | #REF! | #REF! | #REF! |  | #REF! | #REF! | #REF! | #REF! |  | #REF! | #REF! | #REF! | #REF! |  | #REF! | #REF! | #REF! | #REF! |  | #REF! | #REF! | #REF! | #REF! |  | #REF! | #REF! | #REF! | #REF! |  | #REF! | #REF! | #REF! | #REF! |  | #REF! | #REF! | #REF! | #REF! |  | #REF! | #REF! | #REF! | #REF! |  | #REF! | #REF! | #REF! | #REF! |  | #REF! | #REF! | #REF! | #REF! |  | #REF! | #REF! | #REF! | #REF! |  | #REF! | #REF! | #REF! | #REF! |  | #REF! | #REF! | #REF! | #REF! |  | #REF! | #REF! | #REF! | #REF! |  | #REF! | #REF! | #REF! | #REF! |  | #REF! | #REF! | #REF! | #REF! |  | #REF! | #REF! | #REF! | #REF! |  | #REF! | #REF! | #REF! | #REF! |  | #REF! | #REF! | #REF! | #REF! |  | #REF! | #REF! | #REF! | #REF! | #REF! | #REF! | #REF! | #REF! |  |  | Earthworks | #REF! | #REF! | #REF!
[7 empty] | #REF! | #REF! | #REF! | #REF! |  | #REF! | #REF! | #REF! | #REF! |  | #REF! | #REF! | #REF! | #REF! |  | #REF! | #REF! | #REF! | #REF! |  | #REF! | #REF! | #REF! | #REF! |  | #REF! | #REF! | #REF! | #REF! |  | #REF! | #REF! | #REF! | #REF! |  | #REF! | #REF! | #REF! | #REF! |  | #REF! | #REF! | #REF! | #REF! |  | #REF! | #REF! | #REF! | #REF! |  | #REF! | #REF! | #REF! | #REF! |  | #REF! | #REF! | #REF! | #REF! |  | #REF! | #REF! | #REF! | #REF! |  | #REF! | #REF! | #REF! | #REF! |  | #REF! | #REF! | #REF! | #REF! |  | #REF! | #REF! | #REF! | #REF! |  | #REF! | #REF! | #REF! | #REF! |  | #REF! | #REF! | #REF! | #REF! |  | #REF! | #REF! | #REF! | #REF! |  | #REF! | #REF! | #REF! | #REF! |  | #REF! | #REF! | #REF! | #REF! |  | #REF! | #REF! | #REF! | #REF! |  | #REF! | #REF! | #REF! | #REF! |  | #REF! | #REF! | #REF! | #REF! | #REF! | #REF! | #REF! | #REF! |  |  | Earthworks | #REF! | #REF! | #REF!
[7 empty] | #REF! | #REF! | #REF! | #REF! |  | #REF! | #REF! | #REF! | #REF! |  | #REF! | #REF! | #REF! | #REF! |  | #REF! | #REF! | #REF! | #REF! |  | #REF! | #REF! | #REF! | #REF! |  | #REF! | #REF! | #REF! | #REF! |  | #REF! | #REF! | #REF! | #REF! |  | #REF! | #REF! | #REF! | #REF! |  | #REF! | #REF! | #REF! | #REF! |  | #REF! | #REF! | #REF! | #REF! |  | #REF! | #REF! | #REF! | #REF! |  | #REF! | #REF! | #REF! | #REF! |  | #REF! | #REF! | #REF! | #REF! |  | #REF! | #REF! | #REF! | #REF! |  | #REF! | #REF! | #REF! | #REF! |  | #REF! | #REF! | #REF! | #REF! |  | #REF! | #REF! | #REF! | #REF! |  | #REF! | #REF! | #REF! | #REF! |  | #REF! | #REF! | #REF! | #REF! |  | #REF! | #REF! | #REF! | #REF! |  | #REF! | #REF! | #REF! | #REF! |  | #REF! | #REF! | #REF! | #REF! |  | #REF! | #REF! | #REF! | #REF! |  | #REF! | #REF! | #REF! | #REF! | #REF! | #REF! | #REF! | #REF! |  |  | Earthworks | #REF! | #REF! | #REF!
[7 empty] | #REF! | #REF! | #REF! | #REF! |  | #REF! | #REF! | #REF! | #REF! |  | #REF! | #REF! | #REF! | #REF! |  | #REF! | #REF! | #REF! | #REF! |  | #REF! | #REF! | #REF! | #REF! |  | #REF! | #REF! | #REF! | #REF! |  | #REF! | #REF! | #REF! | #REF! |  | #REF! | #REF! | #REF! | #REF! |  | #REF! | #REF! | #REF! | #REF! |  | #REF! | #REF! | #REF! | #REF! |  | #REF! | #REF! | #REF! | #REF! |  | #REF! | #REF! | #REF! | #REF! |  | #REF! | #REF! | #REF! | #REF! |  | #REF! | #REF! | #REF! | #REF! |  | #REF! | #REF! | #REF! | #REF! |  | #REF! | #REF! | #REF! | #REF! |  | #REF! | #REF! | #REF! | #REF! |  | #REF! | #REF! | #REF! | #REF! |  | #REF! | #REF! | #REF! | #REF! |  | #REF! | #REF! | #REF! | #REF! |  | #REF! | #REF! | #REF! | #REF! |  | #REF! | #REF! | #REF! | #REF! |  | #REF! | #REF! | #REF! | #REF! |  | #REF! | #REF! | #REF! | #REF! | #REF! | #REF! | #REF! | #REF! |  |  | Earthworks | #REF! | #REF! | #REF!
[7 empty] | #REF! | #REF! | #REF! | #REF! |  | #REF! | #REF! | #REF! | #REF! |  | #REF! | #REF! | #REF! | #REF! |  | #REF! | #REF! | #REF! | #REF! |  | #REF! | #REF! | #REF! | #REF! |  | #REF! | #REF! | #REF! | #REF! |  | #REF! | #REF! | #REF! | #REF! |  | #REF! | #REF! | #REF! | #REF! |  | #REF! | #REF! | #REF! | #REF! |  | #REF! | #REF! | #REF! | #REF! |  | #REF! | #REF! | #REF! | #REF! |  | #REF! | #REF! | #REF! | #REF! |  | #REF! | #REF! | #REF! | #REF! |  | #REF! | #REF! | #REF! | #REF! |  | #REF! | #REF! | #REF! | #REF! |  | #REF! | #REF! | #REF! | #REF! |  | #REF! | #REF! | #REF! | #REF! |  | #REF! | #REF! | #REF! | #REF! |  | #REF! | #REF! | #REF! | #REF! |  | #REF! | #REF! | #REF! | #REF! |  | #REF! | #REF! | #REF! | #REF! |  | #REF! | #REF! | #REF! | #REF! |  | #REF! | #REF! | #REF! | #REF! |  | #REF! | #REF! | #REF! | #REF! | #REF! | #REF! | #REF! | #REF! |  |  | Earthworks | #REF! | #REF! | #REF!
[7 empty] | #REF! | #REF! | #REF! | #REF! |  | #REF! | #REF! | #REF! | #REF! |  | #REF! | #REF! | #REF! | #REF! |  | #REF! | #REF! | #REF! | #REF! |  | #REF! | #REF! | #REF! | #REF! |  | #REF! | #REF! | #REF! | #REF! |  | #REF! | #REF! | #REF! | #REF! |  | #REF! | #REF! | #REF! | #REF! |  | #REF! | #REF! | #REF! | #REF! |  | #REF! | #REF! | #REF! | #REF! |  | #REF! | #REF! | #REF! | #REF! |  | #REF! | #REF! | #REF! | #REF! |  | #REF! | #REF! | #REF! | #REF! |  | #REF! | #REF! | #REF! | #REF! |  | #REF! | #REF! | #REF! | #REF! |  | #REF! | #REF! | #REF! | #REF! |  | #REF! | #REF! | #REF! | #REF! |  | #REF! | #REF! | #REF! | #REF! |  | #REF! | #REF! | #REF! | #REF! |  | #REF! | #REF! | #REF! | #REF! |  | #REF! | #REF! | #REF! | #REF! |  | #REF! | #REF! | #REF! | #REF! |  | #REF! | #REF! | #REF! | #REF! |  | #REF! | #REF! | #REF! | #REF! | #REF! | #REF! | #REF! | #REF! |  |  | Earthworks | #REF! | #REF! | #REF!
[7 empty] | #REF! | #REF! | #REF! | #REF! |  | #REF! | #REF! | #REF! | #REF! |  | #REF! | #REF! | #REF! | #REF! |  | #REF! | #REF! | #REF! | #REF! |  | #REF! | #REF! | #REF! | #REF! |  | #REF! | #REF! | #REF! | #REF! |  | #REF! | #REF! | #REF! | #REF! |  | #REF! | #REF! | #REF! | #REF! |  | #REF! | #REF! | #REF! | #REF! |  | #REF! | #REF! | #REF! | #REF! |  | #REF! | #REF! | #REF! | #REF! |  | #REF! | #REF! | #REF! | #REF! |  | #REF! | #REF! | #REF! | #REF! |  | #REF! | #REF! | #REF! | #REF! |  | #REF! | #REF! | #REF! | #REF! |  | #REF! | #REF! | #REF! | #REF! |  | #REF! | #REF! | #REF! | #REF! |  | #REF! | #REF! | #REF! | #REF! |  | #REF! | #REF! | #REF! | #REF! |  | #REF! | #REF! | #REF! | #REF! |  | #REF! | #REF! | #REF! | #REF! |  | #REF! | #REF! | #REF! | #REF! |  | #REF! | #REF! | #REF! | #REF! |  | #REF! | #REF! | #REF! | #REF! | #REF! | #REF! | #REF! | #REF! |  |  | Earthworks | #REF! | #REF! | #REF!
[7 empty] | #REF! | #REF! | #REF! | #REF! |  | #REF! | #REF! | #REF! | #REF! |  | #REF! | #REF! | #REF! | #REF! |  | #REF! | #REF! | #REF! | #REF! |  | #REF! | #REF! | #REF! | #REF! |  | #REF! | #REF! | #REF! | #REF! |  | #REF! | #REF! | #REF! | #REF! |  | #REF! | #REF! | #REF! | #REF! |  | #REF! | #REF! | #REF! | #REF! |  | #REF! | #REF! | #REF! | #REF! |  | #REF! | #REF! | #REF! | #REF! |  | #REF! | #REF! | #REF! | #REF! |  | #REF! | #REF! | #REF! | #REF! |  | #REF! | #REF! | #REF! | #REF! |  | #REF! | #REF! | #REF! | #REF! |  | #REF! | #REF! | #REF! | #REF! |  | #REF! | #REF! | #REF! | #REF! |  | #REF! | #REF! | #REF! | #REF! |  | #REF! | #REF! | #REF! | #REF! |  | #REF! | #REF! | #REF! | #REF! |  | #REF! | #REF! | #REF! | #REF! |  | #REF! | #REF! | #REF! | #REF! |  | #REF! | #REF! | #REF! | #REF! |  | #REF! | #REF! | #REF! | #REF! | #REF! | #REF! | #REF! | #REF! |  |  | Site Clearance | #REF! | #REF! | #REF!
[7 empty] | #REF! | #REF! | #REF! | #REF! |  | #REF! | #REF! | #REF! | #REF! |  | #REF! | #REF! | #REF! | #REF! |  | #REF! | #REF! | #REF! | #REF! |  | #REF! | #REF! | #REF! | #REF! |  | #REF! | #REF! | #REF! | #REF! |  | #REF! | #REF! | #REF! | #REF! |  | #REF! | #REF! | #REF! | #REF! |  | #REF! | #REF! | #REF! | #REF! |  | #REF! | #REF! | #REF! | #REF! |  | #REF! | #REF! | #REF! | #REF! |  | #REF! | #REF! | #REF! | #REF! |  | #REF! | #REF! | #REF! | #REF! |  | #REF! | #REF! | #REF! | #REF! |  | #REF! | #REF! | #REF! | #REF! |  | #REF! | #REF! | #REF! | #REF! |  | #REF! | #REF! | #REF! | #REF! |  | #REF! | #REF! | #REF! | #REF! |  | #REF! | #REF! | #REF! | #REF! |  | #REF! | #REF! | #REF! | #REF! |  | #REF! | #REF! | #REF! | #REF! |  | #REF! | #REF! | #REF! | #REF! |  | #REF! | #REF! | #REF! | #REF! |  | #REF! | #REF! | #REF! | #REF! | #REF! | #REF! | #REF! | #REF! |  |  | Site Clearance | #REF! | #REF! | #REF!
[7 empty] | #REF! | #REF! | #REF! | #REF! |  | #REF! | #REF! | #REF! | #REF! |  | #REF! | #REF! | #REF! | #REF! |  | #REF! | #REF! | #REF! | #REF! |  | #REF! | #REF! | #REF! | #REF! |  | #REF! | #REF! | #REF! | #REF! |  | #REF! | #REF! | #REF! | #REF! |  | #REF! | #REF! | #REF! | #REF! |  | #REF! | #REF! | #REF! | #REF! |  | #REF! | #REF! | #REF! | #REF! |  | #REF! | #REF! | #REF! | #REF! |  | #REF! | #REF! | #REF! | #REF! |  | #REF! | #REF! | #REF! | #REF! |  | #REF! | #REF! | #REF! | #REF! |  | #REF! | #REF! | #REF! | #REF! |  | #REF! | #REF! | #REF! | #REF! |  | #REF! | #REF! | #REF! | #REF! |  | #REF! | #REF! | #REF! | #REF! |  | #REF! | #REF! | #REF! | #REF! |  | #REF! | #REF! | #REF! | #REF! |  | #REF! | #REF! | #REF! | #REF! |  | #REF! | #REF! | #REF! | #REF! |  | #REF! | #REF! | #REF! | #REF! |  | #REF! | #REF! | #REF! | #REF! | #REF! | #REF! | #REF! | #REF! |  |  | No Amendment | #REF! | #REF! | #REF!
[7 empty] | #REF! | #REF! | #REF! | #REF! |  | #REF! | #REF! | #REF! | #REF! |  | #REF! | #REF! | #REF! | #REF! |  | #REF! | #REF! | #REF! | #REF! |  | #REF! | #REF! | #REF! | #REF! |  | #REF! | #REF! | #REF! | #REF! |  | #REF! | #REF! | #REF! | #REF! |  | #REF! | #REF! | #REF! | #REF! |  | #REF! | #REF! | #REF! | #REF! |  | #REF! | #REF! | #REF! | #REF! |  | #REF! | #REF! | #REF! | #REF! |  | #REF! | #REF! | #REF! | #REF! |  | #REF! | #REF! | #REF! | #REF! |  | #REF! | #REF! | #REF! | #REF! |  | #REF! | #REF! | #REF! | #REF! |  | #REF! | #REF! | #REF! | #REF! |  | #REF! | #REF! | #REF! | #REF! |  | #REF! | #REF! | #REF! | #REF! |  | #REF! | #REF! | #REF! | #REF! |  | #REF! | #REF! | #REF! | #REF! |  | #REF! | #REF! | #REF! | #REF! |  | #REF! | #REF! | #REF! | #REF! |  | #REF! | #REF! | #REF! | #REF! |  | #REF! | #REF! | #REF! | #REF! | #REF! | #REF! | #REF! | #REF! |  |  | No Amendment | #REF! | #REF! | #REF!
[7 empty] | #REF! | #REF! | #REF! | #REF! |  | #REF! | #REF! | #REF! | #REF! |  | #REF! | #REF! | #REF! | #REF! |  | #REF! | #REF! | #REF! | #REF! |  | #REF! | #REF! | #REF! | #REF! |  | #REF! | #REF! | #REF! | #REF! |  | #REF! | #REF! | #REF! | #REF! |  | #REF! | #REF! | #REF! | #REF! |  | #REF! | #REF! | #REF! | #REF! |  | #REF! | #REF! | #REF! | #REF! |  | #REF! | #REF! | #REF! | #REF! |  | #REF! | #REF! | #REF! | #REF! |  | #REF! | #REF! | #REF! | #REF! |  | #REF! | #REF! | #REF! | #REF! |  | #REF! | #REF! | #REF! | #REF! |  | #REF! | #REF! | #REF! | #REF! |  | #REF! | #REF! | #REF! | #REF! |  | #REF! | #REF! | #REF! | #REF! |  | #REF! | #REF! | #REF! | #REF! |  | #REF! | #REF! | #REF! | #REF! |  | #REF! | #REF! | #REF! | #REF! |  | #REF! | #REF! | #REF! | #REF! |  | #REF! | #REF! | #REF! | #REF! |  | #REF! | #REF! | #REF! | #REF! | #REF! | #REF! | #REF! | #REF! |  |  | Earthworks | #REF! | #REF! | #REF!
[7 empty] | #REF! | #REF! | #REF! | #REF! |  | #REF! | #REF! | #REF! | #REF! |  | #REF! | #REF! | #REF! | #REF! |  | #REF! | #REF! | #REF! | #REF! |  | #REF! | #REF! | #REF! | #REF! |  | #REF! | #REF! | #REF! | #REF! |  | #REF! | #REF! | #REF! | #REF! |  | #REF! | #REF! | #REF! | #REF! |  | #REF! | #REF! | #REF! | #REF! |  | #REF! | #REF! | #REF! | #REF! |  | #REF! | #REF! | #REF! | #REF! |  | #REF! | #REF! | #REF! | #REF! |  | #REF! | #REF! | #REF! | #REF! |  | #REF! | #REF! | #REF! | #REF! |  | #REF! | #REF! | #REF! | #REF! |  | #REF! | #REF! | #REF! | #REF! |  | #REF! | #REF! | #REF! | #REF! |  | #REF! | #REF! | #REF! | #REF! |  | #REF! | #REF! | #REF! | #REF! |  | #REF! | #REF! | #REF! | #REF! |  | #REF! | #REF! | #REF! | #REF! |  | #REF! | #REF! | #REF! | #REF! |  | #REF! | #REF! | #REF! | #REF! |  | #REF! | #REF! | #REF! | #REF! | #REF! | #REF! | #REF! | #REF! |  |  | Earthworks | #REF! | #REF! | #REF!
[7 empty] | #REF! | #REF! | #REF! | #REF! |  | #REF! | #REF! | #REF! | #REF! |  | #REF! | #REF! | #REF! | #REF! |  | #REF! | #REF! | #REF! | #REF! |  | #REF! | #REF! | #REF! | #REF! |  | #REF! | #REF! | #REF! | #REF! |  | #REF! | #REF! | #REF! | #REF! |  | #REF! | #REF! | #REF! | #REF! |  | #REF! | #REF! | #REF! | #REF! |  | #REF! | #REF! | #REF! | #REF! |  | #REF! | #REF! | #REF! | #REF! |  | #REF! | #REF! | #REF! | #REF! |  | #REF! | #REF! | #REF! | #REF! |  | #REF! | #REF! | #REF! | #REF! |  | #REF! | #REF! | #REF! | #REF! |  | #REF! | #REF! | #REF! | #REF! |  | #REF! | #REF! | #REF! | #REF! |  | #REF! | #REF! | #REF! | #REF! |  | #REF! | #REF! | #REF! | #REF! |  | #REF! | #REF! | #REF! | #REF! |  | #REF! | #REF! | #REF! | #REF! |  | #REF! | #REF! | #REF! | #REF! |  | #REF! | #REF! | #REF! | #REF! |  | #REF! | #REF! | #REF! | #REF! | #REF! | #REF! | #REF! | #REF! |  |  | Earthworks | #REF! | #REF! | #REF!
[7 empty] | #REF! | #REF! | #REF! | #REF! |  | #REF! | #REF! | #REF! | #REF! |  | #REF! | #REF! | #REF! | #REF! |  | #REF! | #REF! | #REF! | #REF! |  | #REF! | #REF! | #REF! | #REF! |  | #REF! | #REF! | #REF! | #REF! |  | #REF! | #REF! | #REF! | #REF! |  | #REF! | #REF! | #REF! | #REF! |  | #REF! | #REF! | #REF! | #REF! |  | #REF! | #REF! | #REF! | #REF! |  | #REF! | #REF! | #REF! | #REF! |  | #REF! | #REF! | #REF! | #REF! |  | #REF! | #REF! | #REF! | #REF! |  | #REF! | #REF! | #REF! | #REF! |  | #REF! | #REF! | #REF! | #REF! |  | #REF! | #REF! | #REF! | #REF! |  | #REF! | #REF! | #REF! | #REF! |  | #REF! | #REF! | #REF! | #REF! |  | #REF! | #REF! | #REF! | #REF! |  | #REF! | #REF! | #REF! | #REF! |  | #REF! | #REF! | #REF! | #REF! |  | #REF! | #REF! | #REF! | #REF! |  | #REF! | #REF! | #REF! | #REF! |  | #REF! | #REF! | #REF! | #REF! | #REF! | #REF! | #REF! | #REF! |  |  | Earthworks | #REF! | #REF! | #REF!
[7 empty] | #REF! | #REF! | #REF! | #REF! |  | #REF! | #REF! | #REF! | #REF! |  | #REF! | #REF! | #REF! | #REF! |  | #REF! | #REF! | #REF! | #REF! |  | #REF! | #REF! | #REF! | #REF! |  | #REF! | #REF! | #REF! | #REF! |  | #REF! | #REF! | #REF! | #REF! |  | #REF! | #REF! | #REF! | #REF! |  | #REF! | #REF! | #REF! | #REF! |  | #REF! | #REF! | #REF! | #REF! |  | #REF! | #REF! | #REF! | #REF! |  | #REF! | #REF! | #REF! | #REF! |  | #REF! | #REF! | #REF! | #REF! |  | #REF! | #REF! | #REF! | #REF! |  | #REF! | #REF! | #REF! | #REF! |  | #REF! | #REF! | #REF! | #REF! |  | #REF! | #REF! | #REF! | #REF! |  | #REF! | #REF! | #REF! | #REF! |  | #REF! | #REF! | #REF! | #REF! |  | #REF! | #REF! | #REF! | #REF! |  | #REF! | #REF! | #REF! | #REF! |  | #REF! | #REF! | #REF! | #REF! |  | #REF! | #REF! | #REF! | #REF! |  | #REF! | #REF! | #REF! | #REF! | #REF! | #REF! | #REF! | #REF! |  |  | Earthworks | #REF! | #REF! | #REF!
[7 empty] | #REF! | #REF! | #REF! | #REF! |  | #REF! | #REF! | #REF! | #REF! |  | #REF! | #REF! | #REF! | #REF! |  | #REF! | #REF! | #REF! | #REF! |  | #REF! | #REF! | #REF! | #REF! |  | #REF! | #REF! | #REF! | #REF! |  | #REF! | #REF! | #REF! | #REF! |  | #REF! | #REF! | #REF! | #REF! |  | #REF! | #REF! | #REF! | #REF! |  | #REF! | #REF! | #REF! | #REF! |  | #REF! | #REF! | #REF! | #REF! |  | #REF! | #REF! | #REF! | #REF! |  | #REF! | #REF! | #REF! | #REF! |  | #REF! | #REF! | #REF! | #REF! |  | #REF! | #REF! | #REF! | #REF! |  | #REF! | #REF! | #REF! | #REF! |  | #REF! | #REF! | #REF! | #REF! |  | #REF! | #REF! | #REF! | #REF! |  | #REF! | #REF! | #REF! | #REF! |  | #REF! | #REF! | #REF! | #REF! |  | #REF! | #REF! | #REF! | #REF! |  | #REF! | #REF! | #REF! | #REF! |  | #REF! | #REF! | #REF! | #REF! |  | #REF! | #REF! | #REF! | #REF! | #REF! | #REF! | #REF! | #REF! |  |  | Earthworks | #REF! | #REF! | #REF!
[7 empty] | #REF! | #REF! | #REF! | #REF! |  | #REF! | #REF! | #REF! | #REF! |  | #REF! | #REF! | #REF! | #REF! |  | #REF! | #REF! | #REF! | #REF! |  | #REF! | #REF! | #REF! | #REF! |  | #REF! | #REF! | #REF! | #REF! |  | #REF! | #REF! | #REF! | #REF! |  | #REF! | #REF! | #REF! | #REF! |  | #REF! | #REF! | #REF! | #REF! |  | #REF! | #REF! | #REF! | #REF! |  | #REF! | #REF! | #REF! | #REF! |  | #REF! | #REF! | #REF! | #REF! |  | #REF! | #REF! | #REF! | #REF! |  | #REF! | #REF! | #REF! | #REF! |  | #REF! | #REF! | #REF! | #REF! |  | #REF! | #REF! | #REF! | #REF! |  | #REF! | #REF! | #REF! | #REF! |  | #REF! | #REF! | #REF! | #REF! |  | #REF! | #REF! | #REF! | #REF! |  | #REF! | #REF! | #REF! | #REF! |  | #REF! | #REF! | #REF! | #REF! |  | #REF! | #REF! | #REF! | #REF! |  | #REF! | #REF! | #REF! | #REF! |  | #REF! | #REF! | #REF! | #REF! | #REF! | #REF! | #REF! | #REF! |  |  | Earthworks | #REF! | #REF! | #REF!
[7 empty] | #REF! | #REF! | #REF! | #REF! |  | #REF! | #REF! | #REF! | #REF! |  | #REF! | #REF! | #REF! | #REF! |  | #REF! | #REF! | #REF! | #REF! |  | #REF! | #REF! | #REF! | #REF! |  | #REF! | #REF! | #REF! | #REF! |  | #REF! | #REF! | #REF! | #REF! |  | #REF! | #REF! | #REF! | #REF! |  | #REF! | #REF! | #REF! | #REF! |  | #REF! | #REF! | #REF! | #REF! |  | #REF! | #REF! | #REF! | #REF! |  | #REF! | #REF! | #REF! | #REF! |  | #REF! | #REF! | #REF! | #REF! |  | #REF! | #REF! | #REF! | #REF! |  | #REF! | #REF! | #REF! | #REF! |  | #REF! | #REF! | #REF! | #REF! |  | #REF! | #REF! | #REF! | #REF! |  | #REF! | #REF! | #REF! | #REF! |  | #REF! | #REF! | #REF! | #REF! |  | #REF! | #REF! | #REF! | #REF! |  | #REF! | #REF! | #REF! | #REF! |  | #REF! | #REF! | #REF! | #REF! |  | #REF! | #REF! | #REF! | #REF! |  | #REF! | #REF! | #REF! | #REF! | #REF! | #REF! | #REF! | #REF! |  |  | Earthworks | #REF! | #REF! | #REF!
[7 empty] | #REF! | #REF! | #REF! | #REF! |  | #REF! | #REF! | #REF! | #REF! |  | #REF! | #REF! | #REF! | #REF! |  | #REF! | #REF! | #REF! | #REF! |  | #REF! | #REF! | #REF! | #REF! |  | #REF! | #REF! | #REF! | #REF! |  | #REF! | #REF! | #REF! | #REF! |  | #REF! | #REF! | #REF! | #REF! |  | #REF! | #REF! | #REF! | #REF! |  | #REF! | #REF! | #REF! | #REF! |  | #REF! | #REF! | #REF! | #REF! |  | #REF! | #REF! | #REF! | #REF! |  | #REF! | #REF! | #REF! | #REF! |  | #REF! | #REF! | #REF! | #REF! |  | #REF! | #REF! | #REF! | #REF! |  | #REF! | #REF! | #REF! | #REF! |  | #REF! | #REF! | #REF! | #REF! |  | #REF! | #REF! | #REF! | #REF! |  | #REF! | #REF! | #REF! | #REF! |  | #REF! | #REF! | #REF! | #REF! |  | #REF! | #REF! | #REF! | #REF! |  | #REF! | #REF! | #REF! | #REF! |  | #REF! | #REF! | #REF! | #REF! |  | #REF! | #REF! | #REF! | #REF! | #REF! | #REF! | #REF! | #REF! |  |  | Earthworks | #REF! | #REF! | #REF!
[7 empty] | #REF! | #REF! | #REF! | #REF! |  | #REF! | #REF! | #REF! | #REF! |  | #REF! | #REF! | #REF! | #REF! |  | #REF! | #REF! | #REF! | #REF! |  | #REF! | #REF! | #REF! | #REF! |  | #REF! | #REF! | #REF! | #REF! |  | #REF! | #REF! | #REF! | #REF! |  | #REF! | #REF! | #REF! | #REF! |  | #REF! | #REF! | #REF! | #REF! |  | #REF! | #REF! | #REF! | #REF! |  | #REF! | #REF! | #REF! | #REF! |  | #REF! | #REF! | #REF! | #REF! |  | #REF! | #REF! | #REF! | #REF! |  | #REF! | #REF! | #REF! | #REF! |  | #REF! | #REF! | #REF! | #REF! |  | #REF! | #REF! | #REF! | #REF! |  | #REF! | #REF! | #REF! | #REF! |  | #REF! | #REF! | #REF! | #REF! |  | #REF! | #REF! | #REF! | #REF! |  | #REF! | #REF! | #REF! | #REF! |  | #REF! | #REF! | #REF! | #REF! |  | #REF! | #REF! | #REF! | #REF! |  | #REF! | #REF! | #REF! | #REF! |  | #REF! | #REF! | #REF! | #REF! | #REF! | #REF! | #REF! | #REF! |  |  | Earthworks | #REF! | #REF! | #REF!
[7 empty] | #REF! | #REF! | #REF! | #REF! |  | #REF! | #REF! | #REF! | #REF! |  | #REF! | #REF! | #REF! | #REF! |  | #REF! | #REF! | #REF! | #REF! |  | #REF! | #REF! | #REF! | #REF! |  | #REF! | #REF! | #REF! | #REF! |  | #REF! | #REF! | #REF! | #REF! |  | #REF! | #REF! | #REF! | #REF! |  | #REF! | #REF! | #REF! | #REF! |  | #REF! | #REF! | #REF! | #REF! |  | #REF! | #REF! | #REF! | #REF! |  | #REF! | #REF! | #REF! | #REF! |  | #REF! | #REF! | #REF! | #REF! |  | #REF! | #REF! | #REF! | #REF! |  | #REF! | #REF! | #REF! | #REF! |  | #REF! | #REF! | #REF! | #REF! |  | #REF! | #REF! | #REF! | #REF! |  | #REF! | #REF! | #REF! | #REF! |  | #REF! | #REF! | #REF! | #REF! |  | #REF! | #REF! | #REF! | #REF! |  | #REF! | #REF! | #REF! | #REF! |  | #REF! | #REF! | #REF! | #REF! |  | #REF! | #REF! | #REF! | #REF! |  | #REF! | #REF! | #REF! | #REF! | #REF! | #REF! | #REF! | #REF! |  |  | Earthworks | #REF! | #REF! | #REF!
[7 empty] | #REF! | #REF! | #REF! | #REF! |  | #REF! | #REF! | #REF! | #REF! |  | #REF! | #REF! | #REF! | #REF! |  | #REF! | #REF! | #REF! | #REF! |  | #REF! | #REF! | #REF! | #REF! |  | #REF! | #REF! | #REF! | #REF! |  | #REF! | #REF! | #REF! | #REF! |  | #REF! | #REF! | #REF! | #REF! |  | #REF! | #REF! | #REF! | #REF! |  | #REF! | #REF! | #REF! | #REF! |  | #REF! | #REF! | #REF! | #REF! |  | #REF! | #REF! | #REF! | #REF! |  | #REF! | #REF! | #REF! | #REF! |  | #REF! | #REF! | #REF! | #REF! |  | #REF! | #REF! | #REF! | #REF! |  | #REF! | #REF! | #REF! | #REF! |  | #REF! | #REF! | #REF! | #REF! |  | #REF! | #REF! | #REF! | #REF! |  | #REF! | #REF! | #REF! | #REF! |  | #REF! | #REF! | #REF! | #REF! |  | #REF! | #REF! | #REF! | #REF! |  | #REF! | #REF! | #REF! | #REF! |  | #REF! | #REF! | #REF! | #REF! |  | #REF! | #REF! | #REF! | #REF! | #REF! | #REF! | #REF! | #REF! |  |  | Earthworks | #REF! | #REF! | #REF!
[7 empty] | #REF! | #REF! | #REF! | #REF! |  | #REF! | #REF! | #REF! | #REF! |  | #REF! | #REF! | #REF! | #REF! |  | #REF! | #REF! | #REF! | #REF! |  | #REF! | #REF! | #REF! | #REF! |  | #REF! | #REF! | #REF! | #REF! |  | #REF! | #REF! | #REF! | #REF! |  | #REF! | #REF! | #REF! | #REF! |  | #REF! | #REF! | #REF! | #REF! |  | #REF! | #REF! | #REF! | #REF! |  | #REF! | #REF! | #REF! | #REF! |  | #REF! | #REF! | #REF! | #REF! |  | #REF! | #REF! | #REF! | #REF! |  | #REF! | #REF! | #REF! | #REF! |  | #REF! | #REF! | #REF! | #REF! |  | #REF! | #REF! | #REF! | #REF! |  | #REF! | #REF! | #REF! | #REF! |  | #REF! | #REF! | #REF! | #REF! |  | #REF! | #REF! | #REF! | #REF! |  | #REF! | #REF! | #REF! | #REF! |  | #REF! | #REF! | #REF! | #REF! |  | #REF! | #REF! | #REF! | #REF! |  | #REF! | #REF! | #REF! | #REF! |  | #REF! | #REF! | #REF! | #REF! | #REF! | #REF! | #REF! | #REF! |  |  | Earthworks | #REF! | #REF! | #REF!
[7 empty] | #REF! | #REF! | #REF! | #REF! |  | #REF! | #REF! | #REF! | #REF! |  | #REF! | #REF! | #REF! | #REF! |  | #REF! | #REF! | #REF! | #REF! |  | #REF! | #REF! | #REF! | #REF! |  | #REF! | #REF! | #REF! | #REF! |  | #REF! | #REF! | #REF! | #REF! |  | #REF! | #REF! | #REF! | #REF! |  | #REF! | #REF! | #REF! | #REF! |  | #REF! | #REF! | #REF! | #REF! |  | #REF! | #REF! | #REF! | #REF! |  | #REF! | #REF! | #REF! | #REF! |  | #REF! | #REF! | #REF! | #REF! |  | #REF! | #REF! | #REF! | #REF! |  | #REF! | #REF! | #REF! | #REF! |  | #REF! | #REF! | #REF! | #REF! |  | #REF! | #REF! | #REF! | #REF! |  | #REF! | #REF! | #REF! | #REF! |  | #REF! | #REF! | #REF! | #REF! |  | #REF! | #REF! | #REF! | #REF! |  | #REF! | #REF! | #REF! | #REF! |  | #REF! | #REF! | #REF! | #REF! |  | #REF! | #REF! | #REF! | #REF! |  | #REF! | #REF! | #REF! | #REF! | #REF! | #REF! | #REF! | #REF! |  |  | Earthworks | #REF! | #REF! | #REF!
[7 empty] | #REF! | #REF! | #REF! | #REF! |  | #REF! | #REF! | #REF! | #REF! |  | #REF! | #REF! | #REF! | #REF! |  | #REF! | #REF! | #REF! | #REF! |  | #REF! | #REF! | #REF! | #REF! |  | #REF! | #REF! | #REF! | #REF! |  | #REF! | #REF! | #REF! | #REF! |  | #REF! | #REF! | #REF! | #REF! |  | #REF! | #REF! | #REF! | #REF! |  | #REF! | #REF! | #REF! | #REF! |  | #REF! | #REF! | #REF! | #REF! |  | #REF! | #REF! | #REF! | #REF! |  | #REF! | #REF! | #REF! | #REF! |  | #REF! | #REF! | #REF! | #REF! |  | #REF! | #REF! | #REF! | #REF! |  | #REF! | #REF! | #REF! | #REF! |  | #REF! | #REF! | #REF! | #REF! |  | #REF! | #REF! | #REF! | #REF! |  | #REF! | #REF! | #REF! | #REF! |  | #REF! | #REF! | #REF! | #REF! |  | #REF! | #REF! | #REF! | #REF! |  | #REF! | #REF! | #REF! | #REF! |  | #REF! | #REF! | #REF! | #REF! |  | #REF! | #REF! | #REF! | #REF! | #REF! | #REF! | #REF! | #REF! |  |  | Earthworks | #REF! | #REF! | #REF!
[7 empty] | #REF! | #REF! | #REF! | #REF! |  | #REF! | #REF! | #REF! | #REF! |  | #REF! | #REF! | #REF! | #REF! |  | #REF! | #REF! | #REF! | #REF! |  | #REF! | #REF! | #REF! | #REF! |  | #REF! | #REF! | #REF! | #REF! |  | #REF! | #REF! | #REF! | #REF! |  | #REF! | #REF! | #REF! | #REF! |  | #REF! | #REF! | #REF! | #REF! |  | #REF! | #REF! | #REF! | #REF! |  | #REF! | #REF! | #REF! | #REF! |  | #REF! | #REF! | #REF! | #REF! |  | #REF! | #REF! | #REF! | #REF! |  | #REF! | #REF! | #REF! | #REF! |  | #REF! | #REF! | #REF! | #REF! |  | #REF! | #REF! | #REF! | #REF! |  | #REF! | #REF! | #REF! | #REF! |  | #REF! | #REF! | #REF! | #REF! |  | #REF! | #REF! | #REF! | #REF! |  | #REF! | #REF! | #REF! | #REF! |  | #REF! | #REF! | #REF! | #REF! |  | #REF! | #REF! | #REF! | #REF! |  | #REF! | #REF! | #REF! | #REF! |  | #REF! | #REF! | #REF! | #REF! | #REF! | #REF! | #REF! | #REF! |  |  | Earthworks | #REF! | #REF! | #REF!
[7 empty] | #REF! | #REF! | #REF! | #REF! |  | #REF! | #REF! | #REF! | #REF! |  | #REF! | #REF! | #REF! | #REF! |  | #REF! | #REF! | #REF! | #REF! |  | #REF! | #REF! | #REF! | #REF! |  | #REF! | #REF! | #REF! | #REF! |  | #REF! | #REF! | #REF! | #REF! |  | #REF! | #REF! | #REF! | #REF! |  | #REF! | #REF! | #REF! | #REF! |  | #REF! | #REF! | #REF! | #REF! |  | #REF! | #REF! | #REF! | #REF! |  | #REF! | #REF! | #REF! | #REF! |  | #REF! | #REF! | #REF! | #REF! |  | #REF! | #REF! | #REF! | #REF! |  | #REF! | #REF! | #REF! | #REF! |  | #REF! | #REF! | #REF! | #REF! |  | #REF! | #REF! | #REF! | #REF! |  | #REF! | #REF! | #REF! | #REF! |  | #REF! | #REF! | #REF! | #REF! |  | #REF! | #REF! | #REF! | #REF! |  | #REF! | #REF! | #REF! | #REF! |  | #REF! | #REF! | #REF! | #REF! |  | #REF! | #REF! | #REF! | #REF! |  | #REF! | #REF! | #REF! | #REF! | #REF! | #REF! | #REF! | #REF! |  |  | Earthworks | #REF! | #REF! | #REF!
[7 empty] | #REF! | #REF! | #REF! | #REF! |  | #REF! | #REF! | #REF! | #REF! |  | #REF! | #REF! | #REF! | #REF! |  | #REF! | #REF! | #REF! | #REF! |  | #REF! | #REF! | #REF! | #REF! |  | #REF! | #REF! | #REF! | #REF! |  | #REF! | #REF! | #REF! | #REF! |  | #REF! | #REF! | #REF! | #REF! |  | #REF! | #REF! | #REF! | #REF! |  | #REF! | #REF! | #REF! | #REF! |  | #REF! | #REF! | #REF! | #REF! |  | #REF! | #REF! | #REF! | #REF! |  | #REF! | #REF! | #REF! | #REF! |  | #REF! | #REF! | #REF! | #REF! |  | #REF! | #REF! | #REF! | #REF! |  | #REF! | #REF! | #REF! | #REF! |  | #REF! | #REF! | #REF! | #REF! |  | #REF! | #REF! | #REF! | #REF! |  | #REF! | #REF! | #REF! | #REF! |  | #REF! | #REF! | #REF! | #REF! |  | #REF! | #REF! | #REF! | #REF! |  | #REF! | #REF! | #REF! | #REF! |  | #REF! | #REF! | #REF! | #REF! |  | #REF! | #REF! | #REF! | #REF! | #REF! | #REF! | #REF! | #REF! |  |  | Earthworks | #REF! | #REF! | #REF!
[7 empty] | #REF! | #REF! | #REF! | #REF! |  | #REF! | #REF! | #REF! | #REF! |  | #REF! | #REF! | #REF! | #REF! |  | #REF! | #REF! | #REF! | #REF! |  | #REF! | #REF! | #REF! | #REF! |  | #REF! | #REF! | #REF! | #REF! |  | #REF! | #REF! | #REF! | #REF! |  | #REF! | #REF! | #REF! | #REF! |  | #REF! | #REF! | #REF! | #REF! |  | #REF! | #REF! | #REF! | #REF! |  | #REF! | #REF! | #REF! | #REF! |  | #REF! | #REF! | #REF! | #REF! |  | #REF! | #REF! | #REF! | #REF! |  | #REF! | #REF! | #REF! | #REF! |  | #REF! | #REF! | #REF! | #REF! |  | #REF! | #REF! | #REF! | #REF! |  | #REF! | #REF! | #REF! | #REF! |  | #REF! | #REF! | #REF! | #REF! |  | #REF! | #REF! | #REF! | #REF! |  | #REF! | #REF! | #REF! | #REF! |  | #REF! | #REF! | #REF! | #REF! |  | #REF! | #REF! | #REF! | #REF! |  | #REF! | #REF! | #REF! | #REF! |  | #REF! | #REF! | #REF! | #REF! | #REF! | #REF! | #REF! | #REF! |  |  | Earthworks | #REF! | #REF! | #REF!
[7 empty] | #REF! | #REF! | #REF! | #REF! |  | #REF! | #REF! | #REF! | #REF! |  | #REF! | #REF! | #REF! | #REF! |  | #REF! | #REF! | #REF! | #REF! |  | #REF! | #REF! | #REF! | #REF! |  | #REF! | #REF! | #REF! | #REF! |  | #REF! | #REF! | #REF! | #REF! |  | #REF! | #REF! | #REF! | #REF! |  | #REF! | #REF! | #REF! | #REF! |  | #REF! | #REF! | #REF! | #REF! |  | #REF! | #REF! | #REF! | #REF! |  | #REF! | #REF! | #REF! | #REF! |  | #REF! | #REF! | #REF! | #REF! |  | #REF! | #REF! | #REF! | #REF! |  | #REF! | #REF! | #REF! | #REF! |  | #REF! | #REF! | #REF! | #REF! |  | #REF! | #REF! | #REF! | #REF! |  | #REF! | #REF! | #REF! | #REF! |  | #REF! | #REF! | #REF! | #REF! |  | #REF! | #REF! | #REF! | #REF! |  | #REF! | #REF! | #REF! | #REF! |  | #REF! | #REF! | #REF! | #REF! |  | #REF! | #REF! | #REF! | #REF! |  | #REF! | #REF! | #REF! | #REF! | #REF! | #REF! | #REF! | #REF! |  |  | Earthworks | #REF! | #REF! | #REF!
[7 empty] | #REF! | #REF! | #REF! | #REF! |  | #REF! | #REF! | #REF! | #REF! |  | #REF! | #REF! | #REF! | #REF! |  | #REF! | #REF! | #REF! | #REF! |  | #REF! | #REF! | #REF! | #REF! |  | #REF! | #REF! | #REF! | #REF! |  | #REF! | #REF! | #REF! | #REF! |  | #REF! | #REF! | #REF! | #REF! |  | #REF! | #REF! | #REF! | #REF! |  | #REF! | #REF! | #REF! | #REF! |  | #REF! | #REF! | #REF! | #REF! |  | #REF! | #REF! | #REF! | #REF! |  | #REF! | #REF! | #REF! | #REF! |  | #REF! | #REF! | #REF! | #REF! |  | #REF! | #REF! | #REF! | #REF! |  | #REF! | #REF! | #REF! | #REF! |  | #REF! | #REF! | #REF! | #REF! |  | #REF! | #REF! | #REF! | #REF! |  | #REF! | #REF! | #REF! | #REF! |  | #REF! | #REF! | #REF! | #REF! |  | #REF! | #REF! | #REF! | #REF! |  | #REF! | #REF! | #REF! | #REF! |  | #REF! | #REF! | #REF! | #REF! |  | #REF! | #REF! | #REF! | #REF! | #REF! | #REF! | #REF! | #REF! |  |  | Earthworks | #REF! | #REF! | #REF!
[7 empty] | #REF! | #REF! | #REF! | #REF! |  | #REF! | #REF! | #REF! | #REF! |  | #REF! | #REF! | #REF! | #REF! |  | #REF! | #REF! | #REF! | #REF! |  | #REF! | #REF! | #REF! | #REF! |  | #REF! | #REF! | #REF! | #REF! |  | #REF! | #REF! | #REF! | #REF! |  | #REF! | #REF! | #REF! | #REF! |  | #REF! | #REF! | #REF! | #REF! |  | #REF! | #REF! | #REF! | #REF! |  | #REF! | #REF! | #REF! | #REF! |  | #REF! | #REF! | #REF! | #REF! |  | #REF! | #REF! | #REF! | #REF! |  | #REF! | #REF! | #REF! | #REF! |  | #REF! | #REF! | #REF! | #REF! |  | #REF! | #REF! | #REF! | #REF! |  | #REF! | #REF! | #REF! | #REF! |  | #REF! | #REF! | #REF! | #REF! |  | #REF! | #REF! | #REF! | #REF! |  | #REF! | #REF! | #REF! | #REF! |  | #REF! | #REF! | #REF! | #REF! |  | #REF! | #REF! | #REF! | #REF! |  | #REF! | #REF! | #REF! | #REF! |  | #REF! | #REF! | #REF! | #REF! | #REF! | #REF! | #REF! | #REF! |  |  | Earthworks | #REF! | #REF! | #REF!
[7 empty] | #REF! | #REF! | #REF! | #REF! |  | #REF! | #REF! | #REF! | #REF! |  | #REF! | #REF! | #REF! | #REF! |  | #REF! | #REF! | #REF! | #REF! |  | #REF! | #REF! | #REF! | #REF! |  | #REF! | #REF! | #REF! | #REF! |  | #REF! | #REF! | #REF! | #REF! |  | #REF! | #REF! | #REF! | #REF! |  | #REF! | #REF! | #REF! | #REF! |  | #REF! | #REF! | #REF! | #REF! |  | #REF! | #REF! | #REF! | #REF! |  | #REF! | #REF! | #REF! | #REF! |  | #REF! | #REF! | #REF! | #REF! |  | #REF! | #REF! | #REF! | #REF! |  | #REF! | #REF! | #REF! | #REF! |  | #REF! | #REF! | #REF! | #REF! |  | #REF! | #REF! | #REF! | #REF! |  | #REF! | #REF! | #REF! | #REF! |  | #REF! | #REF! | #REF! | #REF! |  | #REF! | #REF! | #REF! | #REF! |  | #REF! | #REF! | #REF! | #REF! |  | #REF! | #REF! | #REF! | #REF! |  | #REF! | #REF! | #REF! | #REF! |  | #REF! | #REF! | #REF! | #REF! | #REF! | #REF! | #REF! | #REF! |  |  | Earthworks | #REF! | #REF! | #REF!
[7 empty] | #REF! | #REF! | #REF! | #REF! |  | #REF! | #REF! | #REF! | #REF! |  | #REF! | #REF! | #REF! | #REF! |  | #REF! | #REF! | #REF! | #REF! |  | #REF! | #REF! | #REF! | #REF! |  | #REF! | #REF! | #REF! | #REF! |  | #REF! | #REF! | #REF! | #REF! |  | #REF! | #REF! | #REF! | #REF! |  | #REF! | #REF! | #REF! | #REF! |  | #REF! | #REF! | #REF! | #REF! |  | #REF! | #REF! | #REF! | #REF! |  | #REF! | #REF! | #REF! | #REF! |  | #REF! | #REF! | #REF! | #REF! |  | #REF! | #REF! | #REF! | #REF! |  | #REF! | #REF! | #REF! | #REF! |  | #REF! | #REF! | #REF! | #REF! |  | #REF! | #REF! | #REF! | #REF! |  | #REF! | #REF! | #REF! | #REF! |  | #REF! | #REF! | #REF! | #REF! |  | #REF! | #REF! | #REF! | #REF! |  | #REF! | #REF! | #REF! | #REF! |  | #REF! | #REF! | #REF! | #REF! |  | #REF! | #REF! | #REF! | #REF! |  | #REF! | #REF! | #REF! | #REF! | #REF! | #REF! | #REF! | #REF! |  |  | Earthworks | #REF! | #REF! | #REF!
[7 empty] | #REF! | #REF! | #REF! | #REF! |  | #REF! | #REF! | #REF! | #REF! |  | #REF! | #REF! | #REF! | #REF! |  | #REF! | #REF! | #REF! | #REF! |  | #REF! | #REF! | #REF! | #REF! |  | #REF! | #REF! | #REF! | #REF! |  | #REF! | #REF! | #REF! | #REF! |  | #REF! | #REF! | #REF! | #REF! |  | #REF! | #REF! | #REF! | #REF! |  | #REF! | #REF! | #REF! | #REF! |  | #REF! | #REF! | #REF! | #REF! |  | #REF! | #REF! | #REF! | #REF! |  | #REF! | #REF! | #REF! | #REF! |  | #REF! | #REF! | #REF! | #REF! |  | #REF! | #REF! | #REF! | #REF! |  | #REF! | #REF! | #REF! | #REF! |  | #REF! | #REF! | #REF! | #REF! |  | #REF! | #REF! | #REF! | #REF! |  | #REF! | #REF! | #REF! | #REF! |  | #REF! | #REF! | #REF! | #REF! |  | #REF! | #REF! | #REF! | #REF! |  | #REF! | #REF! | #REF! | #REF! |  | #REF! | #REF! | #REF! | #REF! |  | #REF! | #REF! | #REF! | #REF! | #REF! | #REF! | #REF! | #REF! |  |  | Earthworks | #REF! | #REF! | #REF!
[7 empty] | #REF! | #REF! | #REF! | #REF! |  | #REF! | #REF! | #REF! | #REF! |  | #REF! | #REF! | #REF! | #REF! |  | #REF! | #REF! | #REF! | #REF! |  | #REF! | #REF! | #REF! | #REF! |  | #REF! | #REF! | #REF! | #REF! |  | #REF! | #REF! | #REF! | #REF! |  | #REF! | #REF! | #REF! | #REF! |  | #REF! | #REF! | #REF! | #REF! |  | #REF! | #REF! | #REF! | #REF! |  | #REF! | #REF! | #REF! | #REF! |  | #REF! | #REF! | #REF! | #REF! |  | #REF! | #REF! | #REF! | #REF! |  | #REF! | #REF! | #REF! | #REF! |  | #REF! | #REF! | #REF! | #REF! |  | #REF! | #REF! | #REF! | #REF! |  | #REF! | #REF! | #REF! | #REF! |  | #REF! | #REF! | #REF! | #REF! |  | #REF! | #REF! | #REF! | #REF! |  | #REF! | #REF! | #REF! | #REF! |  | #REF! | #REF! | #REF! | #REF! |  | #REF! | #REF! | #REF! | #REF! |  | #REF! | #REF! | #REF! | #REF! |  | #REF! | #REF! | #REF! | #REF! | #REF! | #REF! | #REF! | #REF! |  |  | Earthworks | #REF! | #REF! | #REF!
[7 empty] | #REF! | #REF! | #REF! | #REF! |  | #REF! | #REF! | #REF! | #REF! |  | #REF! | #REF! | #REF! | #REF! |  | #REF! | #REF! | #REF! | #REF! |  | #REF! | #REF! | #REF! | #REF! |  | #REF! | #REF! | #REF! | #REF! |  | #REF! | #REF! | #REF! | #REF! |  | #REF! | #REF! | #REF! | #REF! |  | #REF! | #REF! | #REF! | #REF! |  | #REF! | #REF! | #REF! | #REF! |  | #REF! | #REF! | #REF! | #REF! |  | #REF! | #REF! | #REF! | #REF! |  | #REF! | #REF! | #REF! | #REF! |  | #REF! | #REF! | #REF! | #REF! |  | #REF! | #REF! | #REF! | #REF! |  | #REF! | #REF! | #REF! | #REF! |  | #REF! | #REF! | #REF! | #REF! |  | #REF! | #REF! | #REF! | #REF! |  | #REF! | #REF! | #REF! | #REF! |  | #REF! | #REF! | #REF! | #REF! |  | #REF! | #REF! | #REF! | #REF! |  | #REF! | #REF! | #REF! | #REF! |  | #REF! | #REF! | #REF! | #REF! |  | #REF! | #REF! | #REF! | #REF! | #REF! | #REF! | #REF! | #REF! |  |  | Earthworks | #REF! | #REF! | #REF!
[7 empty] | #REF! | #REF! | #REF! | #REF! |  | #REF! | #REF! | #REF! | #REF! |  | #REF! | #REF! | #REF! | #REF! |  | #REF! | #REF! | #REF! | #REF! |  | #REF! | #REF! | #REF! | #REF! |  | #REF! | #REF! | #REF! | #REF! |  | #REF! | #REF! | #REF! | #REF! |  | #REF! | #REF! | #REF! | #REF! |  | #REF! | #REF! | #REF! | #REF! |  | #REF! | #REF! | #REF! | #REF! |  | #REF! | #REF! | #REF! | #REF! |  | #REF! | #REF! | #REF! | #REF! |  | #REF! | #REF! | #REF! | #REF! |  | #REF! | #REF! | #REF! | #REF! |  | #REF! | #REF! | #REF! | #REF! |  | #REF! | #REF! | #REF! | #REF! |  | #REF! | #REF! | #REF! | #REF! |  | #REF! | #REF! | #REF! | #REF! |  | #REF! | #REF! | #REF! | #REF! |  | #REF! | #REF! | #REF! | #REF! |  | #REF! | #REF! | #REF! | #REF! |  | #REF! | #REF! | #REF! | #REF! |  | #REF! | #REF! | #REF! | #REF! |  | #REF! | #REF! | #REF! | #REF! | #REF! | #REF! | #REF! | #REF! |  |  | No Amendment | #REF! | #REF! | #REF!
[7 empty] | #REF! | #REF! | #REF! | #REF! |  | #REF! | #REF! | #REF! | #REF! |  | #REF! | #REF! | #REF! | #REF! |  | #REF! | #REF! | #REF! | #REF! |  | #REF! | #REF! | #REF! | #REF! |  | #REF! | #REF! | #REF! | #REF! |  | #REF! | #REF! | #REF! | #REF! |  | #REF! | #REF! | #REF! | #REF! |  | #REF! | #REF! | #REF! | #REF! |  | #REF! | #REF! | #REF! | #REF! |  | #REF! | #REF! | #REF! | #REF! |  | #REF! | #REF! | #REF! | #REF! |  | #REF! | #REF! | #REF! | #REF! |  | #REF! | #REF! | #REF! | #REF! |  | #REF! | #REF! | #REF! | #REF! |  | #REF! | #REF! | #REF! | #REF! |  | #REF! | #REF! | #REF! | #REF! |  | #REF! | #REF! | #REF! | #REF! |  | #REF! | #REF! | #REF! | #REF! |  | #REF! | #REF! | #REF! | #REF! |  | #REF! | #REF! | #REF! | #REF! |  | #REF! | #REF! | #REF! | #REF! |  | #REF! | #REF! | #REF! | #REF! |  | #REF! | #REF! | #REF! | #REF! | #REF! | #REF! | #REF! | #REF! |  |  | No Amendment | #REF! | #REF! | #REF!
[7 empty] | #REF! | #REF! | #REF! | #REF! |  | #REF! | #REF! | #REF! | #REF! |  | #REF! | #REF! | #REF! | #REF! |  | #REF! | #REF! | #REF! | #REF! |  | #REF! | #REF! | #REF! | #REF! |  | #REF! | #REF! | #REF! | #REF! |  | #REF! | #REF! | #REF! | #REF! |  | #REF! | #REF! | #REF! | #REF! |  | #REF! | #REF! | #REF! | #REF! |  | #REF! | #REF! | #REF! | #REF! |  | #REF! | #REF! | #REF! | #REF! |  | #REF! | #REF! | #REF! | #REF! |  | #REF! | #REF! | #REF! | #REF! |  | #REF! | #REF! | #REF! | #REF! |  | #REF! | #REF! | #REF! | #REF! |  | #REF! | #REF! | #REF! | #REF! |  | #REF! | #REF! | #REF! | #REF! |  | #REF! | #REF! | #REF! | #REF! |  | #REF! | #REF! | #REF! | #REF! |  | #REF! | #REF! | #REF! | #REF! |  | #REF! | #REF! | #REF! | #REF! |  | #REF! | #REF! | #REF! | #REF! |  | #REF! | #REF! | #REF! | #REF! |  | #REF! | #REF! | #REF! | #REF! | #REF! | #REF! | #REF! | #REF! |  |  | No Amendment | #REF! | #REF! | #REF!
[7 empty] | #REF! | #REF! | #REF! | #REF! |  | #REF! | #REF! | #REF! | #REF! |  | #REF! | #REF! | #REF! | #REF! |  | #REF! | #REF! | #REF! | #REF! |  | #REF! | #REF! | #REF! | #REF! |  | #REF! | #REF! | #REF! | #REF! |  | #REF! | #REF! | #REF! | #REF! |  | #REF! | #REF! | #REF! | #REF! |  | #REF! | #REF! | #REF! | #REF! |  | #REF! | #REF! | #REF! | #REF! |  | #REF! | #REF! | #REF! | #REF! |  | #REF! | #REF! | #REF! | #REF! |  | #REF! | #REF! | #REF! | #REF! |  | #REF! | #REF! | #REF! | #REF! |  | #REF! | #REF! | #REF! | #REF! |  | #REF! | #REF! | #REF! | #REF! |  | #REF! | #REF! | #REF! | #REF! |  | #REF! | #REF! | #REF! | #REF! |  | #REF! | #REF! | #REF! | #REF! |  | #REF! | #REF! | #REF! | #REF! |  | #REF! | #REF! | #REF! | #REF! |  | #REF! | #REF! | #REF! | #REF! |  | #REF! | #REF! | #REF! | #REF! |  | #REF! | #REF! | #REF! | #REF! | #REF! | #REF! | #REF! | #REF! |  |  | Earthworks | #REF! | #REF! | #REF!
[7 empty] | #REF! | #REF! | #REF! | #REF! |  | #REF! | #REF! | #REF! | #REF! |  | #REF! | #REF! | #REF! | #REF! |  | #REF! | #REF! | #REF! | #REF! |  | #REF! | #REF! | #REF! | #REF! |  | #REF! | #REF! | #REF! | #REF! |  | #REF! | #REF! | #REF! | #REF! |  | #REF! | #REF! | #REF! | #REF! |  | #REF! | #REF! | #REF! | #REF! |  | #REF! | #REF! | #REF! | #REF! |  | #REF! | #REF! | #REF! | #REF! |  | #REF! | #REF! | #REF! | #REF! |  | #REF! | #REF! | #REF! | #REF! |  | #REF! | #REF! | #REF! | #REF! |  | #REF! | #REF! | #REF! | #REF! |  | #REF! | #REF! | #REF! | #REF! |  | #REF! | #REF! | #REF! | #REF! |  | #REF! | #REF! | #REF! | #REF! |  | #REF! | #REF! | #REF! | #REF! |  | #REF! | #REF! | #REF! | #REF! |  | #REF! | #REF! | #REF! | #REF! |  | #REF! | #REF! | #REF! | #REF! |  | #REF! | #REF! | #REF! | #REF! |  | #REF! | #REF! | #REF! | #REF! | #REF! | #REF! | #REF! | #REF! |  |  | Earthworks | #REF! | #REF! | #REF!
[7 empty] | #REF! | #REF! | #REF! | #REF! |  | #REF! | #REF! | #REF! | #REF! |  | #REF! | #REF! | #REF! | #REF! |  | #REF! | #REF! | #REF! | #REF! |  | #REF! | #REF! | #REF! | #REF! |  | #REF! | #REF! | #REF! | #REF! |  | #REF! | #REF! | #REF! | #REF! |  | #REF! | #REF! | #REF! | #REF! |  | #REF! | #REF! | #REF! | #REF! |  | #REF! | #REF! | #REF! | #REF! |  | #REF! | #REF! | #REF! | #REF! |  | #REF! | #REF! | #REF! | #REF! |  | #REF! | #REF! | #REF! | #REF! |  | #REF! | #REF! | #REF! | #REF! |  | #REF! | #REF! | #REF! | #REF! |  | #REF! | #REF! | #REF! | #REF! |  | #REF! | #REF! | #REF! | #REF! |  | #REF! | #REF! | #REF! | #REF! |  | #REF! | #REF! | #REF! | #REF! |  | #REF! | #REF! | #REF! | #REF! |  | #REF! | #REF! | #REF! | #REF! |  | #REF! | #REF! | #REF! | #REF! |  | #REF! | #REF! | #REF! | #REF! |  | #REF! | #REF! | #REF! | #REF! | #REF! | #REF! | #REF! | #REF! |  |  | Earthworks | #REF! | #REF! | #REF!
[7 empty] | #REF! | #REF! | #REF! | #REF! |  | #REF! | #REF! | #REF! | #REF! |  | #REF! | #REF! | #REF! | #REF! |  | #REF! | #REF! | #REF! | #REF! |  | #REF! | #REF! | #REF! | #REF! |  | #REF! | #REF! | #REF! | #REF! |  | #REF! | #REF! | #REF! | #REF! |  | #REF! | #REF! | #REF! | #REF! |  | #REF! | #REF! | #REF! | #REF! |  | #REF! | #REF! | #REF! | #REF! |  | #REF! | #REF! | #REF! | #REF! |  | #REF! | #REF! | #REF! | #REF! |  | #REF! | #REF! | #REF! | #REF! |  | #REF! | #REF! | #REF! | #REF! |  | #REF! | #REF! | #REF! | #REF! |  | #REF! | #REF! | #REF! | #REF! |  | #REF! | #REF! | #REF! | #REF! |  | #REF! | #REF! | #REF! | #REF! |  | #REF! | #REF! | #REF! | #REF! |  | #REF! | #REF! | #REF! | #REF! |  | #REF! | #REF! | #REF! | #REF! |  | #REF! | #REF! | #REF! | #REF! |  | #REF! | #REF! | #REF! | #REF! |  | #REF! | #REF! | #REF! | #REF! | #REF! | #REF! | #REF! | #REF! |  |  | Earthworks | #REF! | #REF! | #REF!
[7 empty] | #REF! | #REF! | #REF! | #REF! |  | #REF! | #REF! | #REF! | #REF! |  | #REF! | #REF! | #REF! | #REF! |  | #REF! | #REF! | #REF! | #REF! |  | #REF! | #REF! | #REF! | #REF! |  | #REF! | #REF! | #REF! | #REF! |  | #REF! | #REF! | #REF! | #REF! |  | #REF! | #REF! | #REF! | #REF! |  | #REF! | #REF! | #REF! | #REF! |  | #REF! | #REF! | #REF! | #REF! |  | #REF! | #REF! | #REF! | #REF! |  | #REF! | #REF! | #REF! | #REF! |  | #REF! | #REF! | #REF! | #REF! |  | #REF! | #REF! | #REF! | #REF! |  | #REF! | #REF! | #REF! | #REF! |  | #REF! | #REF! | #REF! | #REF! |  | #REF! | #REF! | #REF! | #REF! |  | #REF! | #REF! | #REF! | #REF! |  | #REF! | #REF! | #REF! | #REF! |  | #REF! | #REF! | #REF! | #REF! |  | #REF! | #REF! | #REF! | #REF! |  | #REF! | #REF! | #REF! | #REF! |  | #REF! | #REF! | #REF! | #REF! |  | #REF! | #REF! | #REF! | #REF! | #REF! | #REF! | #REF! | #REF! |  |  | Earthworks | #REF! | #REF! | #REF!
[7 empty] | #REF! | #REF! | #REF! | #REF! |  | #REF! | #REF! | #REF! | #REF! |  | #REF! | #REF! | #REF! | #REF! |  | #REF! | #REF! | #REF! | #REF! |  | #REF! | #REF! | #REF! | #REF! |  | #REF! | #REF! | #REF! | #REF! |  | #REF! | #REF! | #REF! | #REF! |  | #REF! | #REF! | #REF! | #REF! |  | #REF! | #REF! | #REF! | #REF! |  | #REF! | #REF! | #REF! | #REF! |  | #REF! | #REF! | #REF! | #REF! |  | #REF! | #REF! | #REF! | #REF! |  | #REF! | #REF! | #REF! | #REF! |  | #REF! | #REF! | #REF! | #REF! |  | #REF! | #REF! | #REF! | #REF! |  | #REF! | #REF! | #REF! | #REF! |  | #REF! | #REF! | #REF! | #REF! |  | #REF! | #REF! | #REF! | #REF! |  | #REF! | #REF! | #REF! | #REF! |  | #REF! | #REF! | #REF! | #REF! |  | #REF! | #REF! | #REF! | #REF! |  | #REF! | #REF! | #REF! | #REF! |  | #REF! | #REF! | #REF! | #REF! |  | #REF! | #REF! | #REF! | #REF! | #REF! | #REF! | #REF! | #REF! |  |  | Earthworks | #REF! | #REF! | #REF!
[7 empty] | #REF! | #REF! | #REF! | #REF! |  | #REF! | #REF! | #REF! | #REF! |  | #REF! | #REF! | #REF! | #REF! |  | #REF! | #REF! | #REF! | #REF! |  | #REF! | #REF! | #REF! | #REF! |  | #REF! | #REF! | #REF! | #REF! |  | #REF! | #REF! | #REF! | #REF! |  | #REF! | #REF! | #REF! | #REF! |  | #REF! | #REF! | #REF! | #REF! |  | #REF! | #REF! | #REF! | #REF! |  | #REF! | #REF! | #REF! | #REF! |  | #REF! | #REF! | #REF! | #REF! |  | #REF! | #REF! | #REF! | #REF! |  | #REF! | #REF! | #REF! | #REF! |  | #REF! | #REF! | #REF! | #REF! |  | #REF! | #REF! | #REF! | #REF! |  | #REF! | #REF! | #REF! | #REF! |  | #REF! | #REF! | #REF! | #REF! |  | #REF! | #REF! | #REF! | #REF! |  | #REF! | #REF! | #REF! | #REF! |  | #REF! | #REF! | #REF! | #REF! |  | #REF! | #REF! | #REF! | #REF! |  | #REF! | #REF! | #REF! | #REF! |  | #REF! | #REF! | #REF! | #REF! | #REF! | #REF! | #REF! | #REF! |  |  | Earthworks | #REF! | #REF! | #REF!
[7 empty] | #REF! | #REF! | #REF! | #REF! |  | #REF! | #REF! | #REF! | #REF! |  | #REF! | #REF! | #REF! | #REF! |  | #REF! | #REF! | #REF! | #REF! |  | #REF! | #REF! | #REF! | #REF! |  | #REF! | #REF! | #REF! | #REF! |  | #REF! | #REF! | #REF! | #REF! |  | #REF! | #REF! | #REF! | #REF! |  | #REF! | #REF! | #REF! | #REF! |  | #REF! | #REF! | #REF! | #REF! |  | #REF! | #REF! | #REF! | #REF! |  | #REF! | #REF! | #REF! | #REF! |  | #REF! | #REF! | #REF! | #REF! |  | #REF! | #REF! | #REF! | #REF! |  | #REF! | #REF! | #REF! | #REF! |  | #REF! | #REF! | #REF! | #REF! |  | #REF! | #REF! | #REF! | #REF! |  | #REF! | #REF! | #REF! | #REF! |  | #REF! | #REF! | #REF! | #REF! |  | #REF! | #REF! | #REF! | #REF! |  | #REF! | #REF! | #REF! | #REF! |  | #REF! | #REF! | #REF! | #REF! |  | #REF! | #REF! | #REF! | #REF! |  | #REF! | #REF! | #REF! | #REF! | #REF! | #REF! | #REF! | #REF! |  |  | Earthworks | #REF! | #REF! | #REF!
[7 empty] | #REF! | #REF! | #REF! | #REF! |  | #REF! | #REF! | #REF! | #REF! |  | #REF! | #REF! | #REF! | #REF! |  | #REF! | #REF! | #REF! | #REF! |  | #REF! | #REF! | #REF! | #REF! |  | #REF! | #REF! | #REF! | #REF! |  | #REF! | #REF! | #REF! | #REF! |  | #REF! | #REF! | #REF! | #REF! |  | #REF! | #REF! | #REF! | #REF! |  | #REF! | #REF! | #REF! | #REF! |  | #REF! | #REF! | #REF! | #REF! |  | #REF! | #REF! | #REF! | #REF! |  | #REF! | #REF! | #REF! | #REF! |  | #REF! | #REF! | #REF! | #REF! |  | #REF! | #REF! | #REF! | #REF! |  | #REF! | #REF! | #REF! | #REF! |  | #REF! | #REF! | #REF! | #REF! |  | #REF! | #REF! | #REF! | #REF! |  | #REF! | #REF! | #REF! | #REF! |  | #REF! | #REF! | #REF! | #REF! |  | #REF! | #REF! | #REF! | #REF! |  | #REF! | #REF! | #REF! | #REF! |  | #REF! | #REF! | #REF! | #REF! |  | #REF! | #REF! | #REF! | #REF! | #REF! | #REF! | #REF! | #REF! |  |  | Earthworks | #REF! | #REF! | #REF!
[7 empty] | #REF! | #REF! | #REF! | #REF! |  | #REF! | #REF! | #REF! | #REF! |  | #REF! | #REF! | #REF! | #REF! |  | #REF! | #REF! | #REF! | #REF! |  | #REF! | #REF! | #REF! | #REF! |  | #REF! | #REF! | #REF! | #REF! |  | #REF! | #REF! | #REF! | #REF! |  | #REF! | #REF! | #REF! | #REF! |  | #REF! | #REF! | #REF! | #REF! |  | #REF! | #REF! | #REF! | #REF! |  | #REF! | #REF! | #REF! | #REF! |  | #REF! | #REF! | #REF! | #REF! |  | #REF! | #REF! | #REF! | #REF! |  | #REF! | #REF! | #REF! | #REF! |  | #REF! | #REF! | #REF! | #REF! |  | #REF! | #REF! | #REF! | #REF! |  | #REF! | #REF! | #REF! | #REF! |  | #REF! | #REF! | #REF! | #REF! |  | #REF! | #REF! | #REF! | #REF! |  | #REF! | #REF! | #REF! | #REF! |  | #REF! | #REF! | #REF! | #REF! |  | #REF! | #REF! | #REF! | #REF! |  | #REF! | #REF! | #REF! | #REF! |  | #REF! | #REF! | #REF! | #REF! | #REF! | #REF! | #REF! | #REF! |  |  | Earthworks | #REF! | #REF! | #REF!
[7 empty] | #REF! | #REF! | #REF! | #REF! |  | #REF! | #REF! | #REF! | #REF! |  | #REF! | #REF! | #REF! | #REF! |  | #REF! | #REF! | #REF! | #REF! |  | #REF! | #REF! | #REF! | #REF! |  | #REF! | #REF! | #REF! | #REF! |  | #REF! | #REF! | #REF! | #REF! |  | #REF! | #REF! | #REF! | #REF! |  | #REF! | #REF! | #REF! | #REF! |  | #REF! | #REF! | #REF! | #REF! |  | #REF! | #REF! | #REF! | #REF! |  | #REF! | #REF! | #REF! | #REF! |  | #REF! | #REF! | #REF! | #REF! |  | #REF! | #REF! | #REF! | #REF! |  | #REF! | #REF! | #REF! | #REF! |  | #REF! | #REF! | #REF! | #REF! |  | #REF! | #REF! | #REF! | #REF! |  | #REF! | #REF! | #REF! | #REF! |  | #REF! | #REF! | #REF! | #REF! |  | #REF! | #REF! | #REF! | #REF! |  | #REF! | #REF! | #REF! | #REF! |  | #REF! | #REF! | #REF! | #REF! |  | #REF! | #REF! | #REF! | #REF! |  | #REF! | #REF! | #REF! | #REF! | #REF! | #REF! | #REF! | #REF! |  |  | Site Clearance | #REF! | #REF! | #REF!
[7 empty] | #REF! | #REF! | #REF! | #REF! |  | #REF! | #REF! | #REF! | #REF! |  | #REF! | #REF! | #REF! | #REF! |  | #REF! | #REF! | #REF! | #REF! |  | #REF! | #REF! | #REF! | #REF! |  | #REF! | #REF! | #REF! | #REF! |  | #REF! | #REF! | #REF! | #REF! |  | #REF! | #REF! | #REF! | #REF! |  | #REF! | #REF! | #REF! | #REF! |  | #REF! | #REF! | #REF! | #REF! |  | #REF! | #REF! | #REF! | #REF! |  | #REF! | #REF! | #REF! | #REF! |  | #REF! | #REF! | #REF! | #REF! |  | #REF! | #REF! | #REF! | #REF! |  | #REF! | #REF! | #REF! | #REF! |  | #REF! | #REF! | #REF! | #REF! |  | #REF! | #REF! | #REF! | #REF! |  | #REF! | #REF! | #REF! | #REF! |  | #REF! | #REF! | #REF! | #REF! |  | #REF! | #REF! | #REF! | #REF! |  | #REF! | #REF! | #REF! | #REF! |  | #REF! | #REF! | #REF! | #REF! |  | #REF! | #REF! | #REF! | #REF! |  | #REF! | #REF! | #REF! | #REF! | #REF! | #REF! | #REF! | #REF!
[7 empty] | #REF! | #REF! | #REF! | #REF! |  | #REF! | #REF! | #REF! | #REF! |  | #REF! | #REF! | #REF! | #REF! |  | #REF! | #REF! | #REF! | #REF! |  | #REF! | #REF! | #REF! | #REF! |  | #REF! | #REF! | #REF! | #REF! |  | #REF! | #REF! | #REF! | #REF! |  | #REF! | #REF! | #REF! | #REF! |  | #REF! | #REF! | #REF! | #REF! |  | #REF! | #REF! | #REF! | #REF! |  | #REF! | #REF! | #REF! | #REF! |  | #REF! | #REF! | #REF! | #REF! |  | #REF! | #REF! | #REF! | #REF! |  | #REF! | #REF! | #REF! | #REF! |  | #REF! | #REF! | #REF! | #REF! |  | #REF! | #REF! | #REF! | #REF! |  | #REF! | #REF! | #REF! | #REF! |  | #REF! | #REF! | #REF! | #REF! |  | #REF! | #REF! | #REF! | #REF! |  | #REF! | #REF! | #REF! | #REF! |  | #REF! | #REF! | #REF! | #REF! |  | #REF! | #REF! | #REF! | #REF! |  | #REF! | #REF! | #REF! | #REF! |  | #REF! | #REF! | #REF! | #REF! | #REF! | #REF! | #REF! | #REF! |  |  | No Amendment | #REF! | #REF! | #REF!
[7 empty] | #REF! | #REF! | #REF! | #REF! |  | #REF! | #REF! | #REF! | #REF! |  | #REF! | #REF! | #REF! | #REF! |  | #REF! | #REF! | #REF! | #REF! |  | #REF! | #REF! | #REF! | #REF! |  | #REF! | #REF! | #REF! | #REF! |  | #REF! | #REF! | #REF! | #REF! |  | #REF! | #REF! | #REF! | #REF! |  | #REF! | #REF! | #REF! | #REF! |  | #REF! | #REF! | #REF! | #REF! |  | #REF! | #REF! | #REF! | #REF! |  | #REF! | #REF! | #REF! | #REF! |  | #REF! | #REF! | #REF! | #REF! |  | #REF! | #REF! | #REF! | #REF! |  | #REF! | #REF! | #REF! | #REF! |  | #REF! | #REF! | #REF! | #REF! |  | #REF! | #REF! | #REF! | #REF! |  | #REF! | #REF! | #REF! | #REF! |  | #REF! | #REF! | #REF! | #REF! |  | #REF! | #REF! | #REF! | #REF! |  | #REF! | #REF! | #REF! | #REF! |  | #REF! | #REF! | #REF! | #REF! |  | #REF! | #REF! | #REF! | #REF! |  | #REF! | #REF! | #REF! | #REF! | #REF! | #REF! | #REF! | #REF! |  |  | No Amendment | #REF! | #REF! | #REF!
[7 empty] | #REF! | #REF! | #REF! | #REF! |  | #REF! | #REF! | #REF! | #REF! |  | #REF! | #REF! | #REF! | #REF! |  | #REF! | #REF! | #REF! | #REF! |  | #REF! | #REF! | #REF! | #REF! |  | #REF! | #REF! | #REF! | #REF! |  | #REF! | #REF! | #REF! | #REF! |  | #REF! | #REF! | #REF! | #REF! |  | #REF! | #REF! | #REF! | #REF! |  | #REF! | #REF! | #REF! | #REF! |  | #REF! | #REF! | #REF! | #REF! |  | #REF! | #REF! | #REF! | #REF! |  | #REF! | #REF! | #REF! | #REF! |  | #REF! | #REF! | #REF! | #REF! |  | #REF! | #REF! | #REF! | #REF! |  | #REF! | #REF! | #REF! | #REF! |  | #REF! | #REF! | #REF! | #REF! |  | #REF! | #REF! | #REF! | #REF! |  | #REF! | #REF! | #REF! | #REF! |  | #REF! | #REF! | #REF! | #REF! |  | #REF! | #REF! | #REF! | #REF! |  | #REF! | #REF! | #REF! | #REF! |  | #REF! | #REF! | #REF! | #REF! |  | #REF! | #REF! | #REF! | #REF! | #REF! | #REF! | #REF! | #REF! |  |  | Pavements | #REF! | #REF! | #REF!
[7 empty] | #REF! | #REF! | #REF! | #REF! |  | #REF! | #REF! | #REF! | #REF! |  | #REF! | #REF! | #REF! | #REF! |  | #REF! | #REF! | #REF! | #REF! |  | #REF! | #REF! | #REF! | #REF! |  | #REF! | #REF! | #REF! | #REF! |  | #REF! | #REF! | #REF! | #REF! |  | #REF! | #REF! | #REF! | #REF! |  | #REF! | #REF! | #REF! | #REF! |  | #REF! | #REF! | #REF! | #REF! |  | #REF! | #REF! | #REF! | #REF! |  | #REF! | #REF! | #REF! | #REF! |  | #REF! | #REF! | #REF! | #REF! |  | #REF! | #REF! | #REF! | #REF! |  | #REF! | #REF! | #REF! | #REF! |  | #REF! | #REF! | #REF! | #REF! |  | #REF! | #REF! | #REF! | #REF! |  | #REF! | #REF! | #REF! | #REF! |  | #REF! | #REF! | #REF! | #REF! |  | #REF! | #REF! | #REF! | #REF! |  | #REF! | #REF! | #REF! | #REF! |  | #REF! | #REF! | #REF! | #REF! |  | #REF! | #REF! | #REF! | #REF! |  | #REF! | #REF! | #REF! | #REF! | #REF! | #REF! | #REF! | #REF! |  |  | Pavements | #REF! | #REF! | #REF!
[7 empty] | #REF! | #REF! | #REF! | #REF! |  | #REF! | #REF! | #REF! | #REF! |  | #REF! | #REF! | #REF! | #REF! |  | #REF! | #REF! | #REF! | #REF! |  | #REF! | #REF! | #REF! | #REF! |  | #REF! | #REF! | #REF! | #REF! |  | #REF! | #REF! | #REF! | #REF! |  | #REF! | #REF! | #REF! | #REF! |  | #REF! | #REF! | #REF! | #REF! |  | #REF! | #REF! | #REF! | #REF! |  | #REF! | #REF! | #REF! | #REF! |  | #REF! | #REF! | #REF! | #REF! |  | #REF! | #REF! | #REF! | #REF! |  | #REF! | #REF! | #REF! | #REF! |  | #REF! | #REF! | #REF! | #REF! |  | #REF! | #REF! | #REF! | #REF! |  | #REF! | #REF! | #REF! | #REF! |  | #REF! | #REF! | #REF! | #REF! |  | #REF! | #REF! | #REF! | #REF! |  | #REF! | #REF! | #REF! | #REF! |  | #REF! | #REF! | #REF! | #REF! |  | #REF! | #REF! | #REF! | #REF! |  | #REF! | #REF! | #REF! | #REF! |  | #REF! | #REF! | #REF! | #REF! | #REF! | #REF! | #REF! | #REF! |  |  | Pavements | #REF! | #REF! | #REF!
[7 empty] | #REF! | #REF! | #REF! | #REF! |  | #REF! | #REF! | #REF! | #REF! |  | #REF! | #REF! | #REF! | #REF! |  | #REF! | #REF! | #REF! | #REF! |  | #REF! | #REF! | #REF! | #REF! |  | #REF! | #REF! | #REF! | #REF! |  | #REF! | #REF! | #REF! | #REF! |  | #REF! | #REF! | #REF! | #REF! |  | #REF! | #REF! | #REF! | #REF! |  | #REF! | #REF! | #REF! | #REF! |  | #REF! | #REF! | #REF! | #REF! |  | #REF! | #REF! | #REF! | #REF! |  | #REF! | #REF! | #REF! | #REF! |  | #REF! | #REF! | #REF! | #REF! |  | #REF! | #REF! | #REF! | #REF! |  | #REF! | #REF! | #REF! | #REF! |  | #REF! | #REF! | #REF! | #REF! |  | #REF! | #REF! | #REF! | #REF! |  | #REF! | #REF! | #REF! | #REF! |  | #REF! | #REF! | #REF! | #REF! |  | #REF! | #REF! | #REF! | #REF! |  | #REF! | #REF! | #REF! | #REF! |  | #REF! | #REF! | #REF! | #REF! |  | #REF! | #REF! | #REF! | #REF! | #REF! | #REF! | #REF! | #REF! |  |  | Pavements | #REF! | #REF! | #REF!
[7 empty] | #REF! | #REF! | #REF! | #REF! |  | #REF! | #REF! | #REF! | #REF! |  | #REF! | #REF! | #REF! | #REF! |  | #REF! | #REF! | #REF! | #REF! |  | #REF! | #REF! | #REF! | #REF! |  | #REF! | #REF! | #REF! | #REF! |  | #REF! | #REF! | #REF! | #REF! |  | #REF! | #REF! | #REF! | #REF! |  | #REF! | #REF! | #REF! | #REF! |  | #REF! | #REF! | #REF! | #REF! |  | #REF! | #REF! | #REF! | #REF! |  | #REF! | #REF! | #REF! | #REF! |  | #REF! | #REF! | #REF! | #REF! |  | #REF! | #REF! | #REF! | #REF! |  | #REF! | #REF! | #REF! | #REF! |  | #REF! | #REF! | #REF! | #REF! |  | #REF! | #REF! | #REF! | #REF! |  | #REF! | #REF! | #REF! | #REF! |  | #REF! | #REF! | #REF! | #REF! |  | #REF! | #REF! | #REF! | #REF! |  | #REF! | #REF! | #REF! | #REF! |  | #REF! | #REF! | #REF! | #REF! |  | #REF! | #REF! | #REF! | #REF! |  | #REF! | #REF! | #REF! | #REF! | #REF! | #REF! | #REF! | #REF! |  |  | Pavements | #REF! | #REF! | #REF!
[7 empty] | #REF! | #REF! | #REF! | #REF! |  | #REF! | #REF! | #REF! | #REF! |  | #REF! | #REF! | #REF! | #REF! |  | #REF! | #REF! | #REF! | #REF! |  | #REF! | #REF! | #REF! | #REF! |  | #REF! | #REF! | #REF! | #REF! |  | #REF! | #REF! | #REF! | #REF! |  | #REF! | #REF! | #REF! | #REF! |  | #REF! | #REF! | #REF! | #REF! |  | #REF! | #REF! | #REF! | #REF! |  | #REF! | #REF! | #REF! | #REF! |  | #REF! | #REF! | #REF! | #REF! |  | #REF! | #REF! | #REF! | #REF! |  | #REF! | #REF! | #REF! | #REF! |  | #REF! | #REF! | #REF! | #REF! |  | #REF! | #REF! | #REF! | #REF! |  | #REF! | #REF! | #REF! | #REF! |  | #REF! | #REF! | #REF! | #REF! |  | #REF! | #REF! | #REF! | #REF! |  | #REF! | #REF! | #REF! | #REF! |  | #REF! | #REF! | #REF! | #REF! |  | #REF! | #REF! | #REF! | #REF! |  | #REF! | #REF! | #REF! | #REF! |  | #REF! | #REF! | #REF! | #REF! | #REF! | #REF! | #REF! | #REF! |  |  | Pavements | #REF! | #REF! | #REF!
[7 empty] | #REF! | #REF! | #REF! | #REF! |  | #REF! | #REF! | #REF! | #REF! |  | #REF! | #REF! | #REF! | #REF! |  | #REF! | #REF! | #REF! | #REF! |  | #REF! | #REF! | #REF! | #REF! |  | #REF! | #REF! | #REF! | #REF! |  | #REF! | #REF! | #REF! | #REF! |  | #REF! | #REF! | #REF! | #REF! |  | #REF! | #REF! | #REF! | #REF! |  | #REF! | #REF! | #REF! | #REF! |  | #REF! | #REF! | #REF! | #REF! |  | #REF! | #REF! | #REF! | #REF! |  | #REF! | #REF! | #REF! | #REF! |  | #REF! | #REF! | #REF! | #REF! |  | #REF! | #REF! | #REF! | #REF! |  | #REF! | #REF! | #REF! | #REF! |  | #REF! | #REF! | #REF! | #REF! |  | #REF! | #REF! | #REF! | #REF! |  | #REF! | #REF! | #REF! | #REF! |  | #REF! | #REF! | #REF! | #REF! |  | #REF! | #REF! | #REF! | #REF! |  | #REF! | #REF! | #REF! | #REF! |  | #REF! | #REF! | #REF! | #REF! |  | #REF! | #REF! | #REF! | #REF! | #REF! | #REF! | #REF! | #REF! |  |  | Pavements | #REF! | #REF! | #REF!
[7 empty] | #REF! | #REF! | #REF! | #REF! |  | #REF! | #REF! | #REF! | #REF! |  | #REF! | #REF! | #REF! | #REF! |  | #REF! | #REF! | #REF! | #REF! |  | #REF! | #REF! | #REF! | #REF! |  | #REF! | #REF! | #REF! | #REF! |  | #REF! | #REF! | #REF! | #REF! |  | #REF! | #REF! | #REF! | #REF! |  | #REF! | #REF! | #REF! | #REF! |  | #REF! | #REF! | #REF! | #REF! |  | #REF! | #REF! | #REF! | #REF! |  | #REF! | #REF! | #REF! | #REF! |  | #REF! | #REF! | #REF! | #REF! |  | #REF! | #REF! | #REF! | #REF! |  | #REF! | #REF! | #REF! | #REF! |  | #REF! | #REF! | #REF! | #REF! |  | #REF! | #REF! | #REF! | #REF! |  | #REF! | #REF! | #REF! | #REF! |  | #REF! | #REF! | #REF! | #REF! |  | #REF! | #REF! | #REF! | #REF! |  | #REF! | #REF! | #REF! | #REF! |  | #REF! | #REF! | #REF! | #REF! |  | #REF! | #REF! | #REF! | #REF! |  | #REF! | #REF! | #REF! | #REF! | #REF! | #REF! | #REF! | #REF! |  |  | Pavements | #REF! | #REF! | #REF!
[7 empty] | #REF! | #REF! | #REF! | #REF! |  | #REF! | #REF! | #REF! | #REF! |  | #REF! | #REF! | #REF! | #REF! |  | #REF! | #REF! | #REF! | #REF! |  | #REF! | #REF! | #REF! | #REF! |  | #REF! | #REF! | #REF! | #REF! |  | #REF! | #REF! | #REF! | #REF! |  | #REF! | #REF! | #REF! | #REF! |  | #REF! | #REF! | #REF! | #REF! |  | #REF! | #REF! | #REF! | #REF! |  | #REF! | #REF! | #REF! | #REF! |  | #REF! | #REF! | #REF! | #REF! |  | #REF! | #REF! | #REF! | #REF! |  | #REF! | #REF! | #REF! | #REF! |  | #REF! | #REF! | #REF! | #REF! |  | #REF! | #REF! | #REF! | #REF! |  | #REF! | #REF! | #REF! | #REF! |  | #REF! | #REF! | #REF! | #REF! |  | #REF! | #REF! | #REF! | #REF! |  | #REF! | #REF! | #REF! | #REF! |  | #REF! | #REF! | #REF! | #REF! |  | #REF! | #REF! | #REF! | #REF! |  | #REF! | #REF! | #REF! | #REF! |  | #REF! | #REF! | #REF! | #REF! | #REF! | #REF! | #REF! | #REF! |  |  | Pavements | #REF! | #REF! | #REF!
[7 empty] | #REF! | #REF! | #REF! | #REF! |  | #REF! | #REF! | #REF! | #REF! |  | #REF! | #REF! | #REF! | #REF! |  | #REF! | #REF! | #REF! | #REF! |  | #REF! | #REF! | #REF! | #REF! |  | #REF! | #REF! | #REF! | #REF! |  | #REF! | #REF! | #REF! | #REF! |  | #REF! | #REF! | #REF! | #REF! |  | #REF! | #REF! | #REF! | #REF! |  | #REF! | #REF! | #REF! | #REF! |  | #REF! | #REF! | #REF! | #REF! |  | #REF! | #REF! | #REF! | #REF! |  | #REF! | #REF! | #REF! | #REF! |  | #REF! | #REF! | #REF! | #REF! |  | #REF! | #REF! | #REF! | #REF! |  | #REF! | #REF! | #REF! | #REF! |  | #REF! | #REF! | #REF! | #REF! |  | #REF! | #REF! | #REF! | #REF! |  | #REF! | #REF! | #REF! | #REF! |  | #REF! | #REF! | #REF! | #REF! |  | #REF! | #REF! | #REF! | #REF! |  | #REF! | #REF! | #REF! | #REF! |  | #REF! | #REF! | #REF! | #REF! |  | #REF! | #REF! | #REF! | #REF! | #REF! | #REF! | #REF! | #REF! |  |  | Pavements | #REF! | #REF! | #REF!
[7 empty] | #REF! | #REF! | #REF! | #REF! |  | #REF! | #REF! | #REF! | #REF! |  | #REF! | #REF! | #REF! | #REF! |  | #REF! | #REF! | #REF! | #REF! |  | #REF! | #REF! | #REF! | #REF! |  | #REF! | #REF! | #REF! | #REF! |  | #REF! | #REF! | #REF! | #REF! |  | #REF! | #REF! | #REF! | #REF! |  | #REF! | #REF! | #REF! | #REF! |  | #REF! | #REF! | #REF! | #REF! |  | #REF! | #REF! | #REF! | #REF! |  | #REF! | #REF! | #REF! | #REF! |  | #REF! | #REF! | #REF! | #REF! |  | #REF! | #REF! | #REF! | #REF! |  | #REF! | #REF! | #REF! | #REF! |  | #REF! | #REF! | #REF! | #REF! |  | #REF! | #REF! | #REF! | #REF! |  | #REF! | #REF! | #REF! | #REF! |  | #REF! | #REF! | #REF! | #REF! |  | #REF! | #REF! | #REF! | #REF! |  | #REF! | #REF! | #REF! | #REF! |  | #REF! | #REF! | #REF! | #REF! |  | #REF! | #REF! | #REF! | #REF! |  | #REF! | #REF! | #REF! | #REF! | #REF! | #REF! | #REF! | #REF! |  |  | Pavements | #REF! | #REF! | #REF!
[7 empty] | #REF! | #REF! | #REF! | #REF! |  | #REF! | #REF! | #REF! | #REF! |  | #REF! | #REF! | #REF! | #REF! |  | #REF! | #REF! | #REF! | #REF! |  | #REF! | #REF! | #REF! | #REF! |  | #REF! | #REF! | #REF! | #REF! |  | #REF! | #REF! | #REF! | #REF! |  | #REF! | #REF! | #REF! | #REF! |  | #REF! | #REF! | #REF! | #REF! |  | #REF! | #REF! | #REF! | #REF! |  | #REF! | #REF! | #REF! | #REF! |  | #REF! | #REF! | #REF! | #REF! |  | #REF! | #REF! | #REF! | #REF! |  | #REF! | #REF! | #REF! | #REF! |  | #REF! | #REF! | #REF! | #REF! |  | #REF! | #REF! | #REF! | #REF! |  | #REF! | #REF! | #REF! | #REF! |  | #REF! | #REF! | #REF! | #REF! |  | #REF! | #REF! | #REF! | #REF! |  | #REF! | #REF! | #REF! | #REF! |  | #REF! | #REF! | #REF! | #REF! |  | #REF! | #REF! | #REF! | #REF! |  | #REF! | #REF! | #REF! | #REF! |  | #REF! | #REF! | #REF! | #REF! | #REF! | #REF! | #REF! | #REF! |  |  | Pavements | #REF! | #REF! | #REF!
[7 empty] | #REF! | #REF! | #REF! | #REF! |  | #REF! | #REF! | #REF! | #REF! |  | #REF! | #REF! | #REF! | #REF! |  | #REF! | #REF! | #REF! | #REF! |  | #REF! | #REF! | #REF! | #REF! |  | #REF! | #REF! | #REF! | #REF! |  | #REF! | #REF! | #REF! | #REF! |  | #REF! | #REF! | #REF! | #REF! |  | #REF! | #REF! | #REF! | #REF! |  | #REF! | #REF! | #REF! | #REF! |  | #REF! | #REF! | #REF! | #REF! |  | #REF! | #REF! | #REF! | #REF! |  | #REF! | #REF! | #REF! | #REF! |  | #REF! | #REF! | #REF! | #REF! |  | #REF! | #REF! | #REF! | #REF! |  | #REF! | #REF! | #REF! | #REF! |  | #REF! | #REF! | #REF! | #REF! |  | #REF! | #REF! | #REF! | #REF! |  | #REF! | #REF! | #REF! | #REF! |  | #REF! | #REF! | #REF! | #REF! |  | #REF! | #REF! | #REF! | #REF! |  | #REF! | #REF! | #REF! | #REF! |  | #REF! | #REF! | #REF! | #REF! |  | #REF! | #REF! | #REF! | #REF! | #REF! | #REF! | #REF! | #REF! |  |  | Pavements | #REF! | #REF! | #REF!
[7 empty] | #REF! | #REF! | #REF! | #REF! |  | #REF! | #REF! | #REF! | #REF! |  | #REF! | #REF! | #REF! | #REF! |  | #REF! | #REF! | #REF! | #REF! |  | #REF! | #REF! | #REF! | #REF! |  | #REF! | #REF! | #REF! | #REF! |  | #REF! | #REF! | #REF! | #REF! |  | #REF! | #REF! | #REF! | #REF! |  | #REF! | #REF! | #REF! | #REF! |  | #REF! | #REF! | #REF! | #REF! |  | #REF! | #REF! | #REF! | #REF! |  | #REF! | #REF! | #REF! | #REF! |  | #REF! | #REF! | #REF! | #REF! |  | #REF! | #REF! | #REF! | #REF! |  | #REF! | #REF! | #REF! | #REF! |  | #REF! | #REF! | #REF! | #REF! |  | #REF! | #REF! | #REF! | #REF! |  | #REF! | #REF! | #REF! | #REF! |  | #REF! | #REF! | #REF! | #REF! |  | #REF! | #REF! | #REF! | #REF! |  | #REF! | #REF! | #REF! | #REF! |  | #REF! | #REF! | #REF! | #REF! |  | #REF! | #REF! | #REF! | #REF! |  | #REF! | #REF! | #REF! | #REF! | #REF! | #REF! | #REF! | #REF! |  |  | Pavements | #REF! | #REF! | #REF!
[7 empty] | #REF! | #REF! | #REF! | #REF! |  | #REF! | #REF! | #REF! | #REF! |  | #REF! | #REF! | #REF! | #REF! |  | #REF! | #REF! | #REF! | #REF! |  | #REF! | #REF! | #REF! | #REF! |  | #REF! | #REF! | #REF! | #REF! |  | #REF! | #REF! | #REF! | #REF! |  | #REF! | #REF! | #REF! | #REF! |  | #REF! | #REF! | #REF! | #REF! |  | #REF! | #REF! | #REF! | #REF! |  | #REF! | #REF! | #REF! | #REF! |  | #REF! | #REF! | #REF! | #REF! |  | #REF! | #REF! | #REF! | #REF! |  | #REF! | #REF! | #REF! | #REF! |  | #REF! | #REF! | #REF! | #REF! |  | #REF! | #REF! | #REF! | #REF! |  | #REF! | #REF! | #REF! | #REF! |  | #REF! | #REF! | #REF! | #REF! |  | #REF! | #REF! | #REF! | #REF! |  | #REF! | #REF! | #REF! | #REF! |  | #REF! | #REF! | #REF! | #REF! |  | #REF! | #REF! | #REF! | #REF! |  | #REF! | #REF! | #REF! | #REF! |  | #REF! | #REF! | #REF! | #REF! | #REF! | #REF! | #REF! | #REF! |  |  | Pavements | #REF! | #REF! | #REF!
[7 empty] | #REF! | #REF! | #REF! | #REF! |  | #REF! | #REF! | #REF! | #REF! |  | #REF! | #REF! | #REF! | #REF! |  | #REF! | #REF! | #REF! | #REF! |  | #REF! | #REF! | #REF! | #REF! |  | #REF! | #REF! | #REF! | #REF! |  | #REF! | #REF! | #REF! | #REF! |  | #REF! | #REF! | #REF! | #REF! |  | #REF! | #REF! | #REF! | #REF! |  | #REF! | #REF! | #REF! | #REF! |  | #REF! | #REF! | #REF! | #REF! |  | #REF! | #REF! | #REF! | #REF! |  | #REF! | #REF! | #REF! | #REF! |  | #REF! | #REF! | #REF! | #REF! |  | #REF! | #REF! | #REF! | #REF! |  | #REF! | #REF! | #REF! | #REF! |  | #REF! | #REF! | #REF! | #REF! |  | #REF! | #REF! | #REF! | #REF! |  | #REF! | #REF! | #REF! | #REF! |  | #REF! | #REF! | #REF! | #REF! |  | #REF! | #REF! | #REF! | #REF! |  | #REF! | #REF! | #REF! | #REF! |  | #REF! | #REF! | #REF! | #REF! |  | #REF! | #REF! | #REF! | #REF! | #REF! | #REF! | #REF! | #REF! |  |  | Pavements | #REF! | #REF! | #REF!
[7 empty] | #REF! | #REF! | #REF! | #REF! |  | #REF! | #REF! | #REF! | #REF! |  | #REF! | #REF! | #REF! | #REF! |  | #REF! | #REF! | #REF! | #REF! |  | #REF! | #REF! | #REF! | #REF! |  | #REF! | #REF! | #REF! | #REF! |  | #REF! | #REF! | #REF! | #REF! |  | #REF! | #REF! | #REF! | #REF! |  | #REF! | #REF! | #REF! | #REF! |  | #REF! | #REF! | #REF! | #REF! |  | #REF! | #REF! | #REF! | #REF! |  | #REF! | #REF! | #REF! | #REF! |  | #REF! | #REF! | #REF! | #REF! |  | #REF! | #REF! | #REF! | #REF! |  | #REF! | #REF! | #REF! | #REF! |  | #REF! | #REF! | #REF! | #REF! |  | #REF! | #REF! | #REF! | #REF! |  | #REF! | #REF! | #REF! | #REF! |  | #REF! | #REF! | #REF! | #REF! |  | #REF! | #REF! | #REF! | #REF! |  | #REF! | #REF! | #REF! | #REF! |  | #REF! | #REF! | #REF! | #REF! |  | #REF! | #REF! | #REF! | #REF! |  | #REF! | #REF! | #REF! | #REF! | #REF! | #REF! | #REF! | #REF! |  |  | Pavements | #REF! | #REF! | #REF!
[7 empty] | #REF! | #REF! | #REF! | #REF! |  | #REF! | #REF! | #REF! | #REF! |  | #REF! | #REF! | #REF! | #REF! |  | #REF! | #REF! | #REF! | #REF! |  | #REF! | #REF! | #REF! | #REF! |  | #REF! | #REF! | #REF! | #REF! |  | #REF! | #REF! | #REF! | #REF! |  | #REF! | #REF! | #REF! | #REF! |  | #REF! | #REF! | #REF! | #REF! |  | #REF! | #REF! | #REF! | #REF! |  | #REF! | #REF! | #REF! | #REF! |  | #REF! | #REF! | #REF! | #REF! |  | #REF! | #REF! | #REF! | #REF! |  | #REF! | #REF! | #REF! | #REF! |  | #REF! | #REF! | #REF! | #REF! |  | #REF! | #REF! | #REF! | #REF! |  | #REF! | #REF! | #REF! | #REF! |  | #REF! | #REF! | #REF! | #REF! |  | #REF! | #REF! | #REF! | #REF! |  | #REF! | #REF! | #REF! | #REF! |  | #REF! | #REF! | #REF! | #REF! |  | #REF! | #REF! | #REF! | #REF! |  | #REF! | #REF! | #REF! | #REF! |  | #REF! | #REF! | #REF! | #REF! | #REF! | #REF! | #REF! | #REF! |  |  | Pavements | #REF! | #REF! | #REF!
[7 empty] | #REF! | #REF! | #REF! | #REF! |  | #REF! | #REF! | #REF! | #REF! |  | #REF! | #REF! | #REF! | #REF! |  | #REF! | #REF! | #REF! | #REF! |  | #REF! | #REF! | #REF! | #REF! |  | #REF! | #REF! | #REF! | #REF! |  | #REF! | #REF! | #REF! | #REF! |  | #REF! | #REF! | #REF! | #REF! |  | #REF! | #REF! | #REF! | #REF! |  | #REF! | #REF! | #REF! | #REF! |  | #REF! | #REF! | #REF! | #REF! |  | #REF! | #REF! | #REF! | #REF! |  | #REF! | #REF! | #REF! | #REF! |  | #REF! | #REF! | #REF! | #REF! |  | #REF! | #REF! | #REF! | #REF! |  | #REF! | #REF! | #REF! | #REF! |  | #REF! | #REF! | #REF! | #REF! |  | #REF! | #REF! | #REF! | #REF! |  | #REF! | #REF! | #REF! | #REF! |  | #REF! | #REF! | #REF! | #REF! |  | #REF! | #REF! | #REF! | #REF! |  | #REF! | #REF! | #REF! | #REF! |  | #REF! | #REF! | #REF! | #REF! |  | #REF! | #REF! | #REF! | #REF! | #REF! | #REF! | #REF! | #REF! |  |  | Bitumen | #REF! | #REF! | #REF!
[7 empty] | #REF! | #REF! | #REF! | #REF! |  | #REF! | #REF! | #REF! | #REF! |  | #REF! | #REF! | #REF! | #REF! |  | #REF! | #REF! | #REF! | #REF! |  | #REF! | #REF! | #REF! | #REF! |  | #REF! | #REF! | #REF! | #REF! |  | #REF! | #REF! | #REF! | #REF! |  | #REF! | #REF! | #REF! | #REF! |  | #REF! | #REF! | #REF! | #REF! |  | #REF! | #REF! | #REF! | #REF! |  | #REF! | #REF! | #REF! | #REF! |  | #REF! | #REF! | #REF! | #REF! |  | #REF! | #REF! | #REF! | #REF! |  | #REF! | #REF! | #REF! | #REF! |  | #REF! | #REF! | #REF! | #REF! |  | #REF! | #REF! | #REF! | #REF! |  | #REF! | #REF! | #REF! | #REF! |  | #REF! | #REF! | #REF! | #REF! |  | #REF! | #REF! | #REF! | #REF! |  | #REF! | #REF! | #REF! | #REF! |  | #REF! | #REF! | #REF! | #REF! |  | #REF! | #REF! | #REF! | #REF! |  | #REF! | #REF! | #REF! | #REF! |  | #REF! | #REF! | #REF! | #REF! | #REF! | #REF! | #REF! | #REF! |  |  | Bitumen | #REF! | #REF! | #REF!
[7 empty] | #REF! | #REF! | #REF! | #REF! |  | #REF! | #REF! | #REF! | #REF! |  | #REF! | #REF! | #REF! | #REF! |  | #REF! | #REF! | #REF! | #REF! |  | #REF! | #REF! | #REF! | #REF! |  | #REF! | #REF! | #REF! | #REF! |  | #REF! | #REF! | #REF! | #REF! |  | #REF! | #REF! | #REF! | #REF! |  | #REF! | #REF! | #REF! | #REF! |  | #REF! | #REF! | #REF! | #REF! |  | #REF! | #REF! | #REF! | #REF! |  | #REF! | #REF! | #REF! | #REF! |  | #REF! | #REF! | #REF! | #REF! |  | #REF! | #REF! | #REF! | #REF! |  | #REF! | #REF! | #REF! | #REF! |  | #REF! | #REF! | #REF! | #REF! |  | #REF! | #REF! | #REF! | #REF! |  | #REF! | #REF! | #REF! | #REF! |  | #REF! | #REF! | #REF! | #REF! |  | #REF! | #REF! | #REF! | #REF! |  | #REF! | #REF! | #REF! | #REF! |  | #REF! | #REF! | #REF! | #REF! |  | #REF! | #REF! | #REF! | #REF! |  | #REF! | #REF! | #REF! | #REF! | #REF! | #REF! | #REF! | #REF! |  |  | Bitumen | #REF! | #REF! | #REF!
[7 empty] | #REF! | #REF! | #REF! | #REF! |  | #REF! | #REF! | #REF! | #REF! |  | #REF! | #REF! | #REF! | #REF! |  | #REF! | #REF! | #REF! | #REF! |  | #REF! | #REF! | #REF! | #REF! |  | #REF! | #REF! | #REF! | #REF! |  | #REF! | #REF! | #REF! | #REF! |  | #REF! | #REF! | #REF! | #REF! |  | #REF! | #REF! | #REF! | #REF! |  | #REF! | #REF! | #REF! | #REF! |  | #REF! | #REF! | #REF! | #REF! |  | #REF! | #REF! | #REF! | #REF! |  | #REF! | #REF! | #REF! | #REF! |  | #REF! | #REF! | #REF! | #REF! |  | #REF! | #REF! | #REF! | #REF! |  | #REF! | #REF! | #REF! | #REF! |  | #REF! | #REF! | #REF! | #REF! |  | #REF! | #REF! | #REF! | #REF! |  | #REF! | #REF! | #REF! | #REF! |  | #REF! | #REF! | #REF! | #REF! |  | #REF! | #REF! | #REF! | #REF! |  | #REF! | #REF! | #REF! | #REF! |  | #REF! | #REF! | #REF! | #REF! |  | #REF! | #REF! | #REF! | #REF! | #REF! | #REF! | #REF! | #REF! |  |  | Pavements | #REF! | #REF! | #REF!
[7 empty] | #REF! | #REF! | #REF! | #REF! |  | #REF! | #REF! | #REF! | #REF! |  | #REF! | #REF! | #REF! | #REF! |  | #REF! | #REF! | #REF! | #REF! |  | #REF! | #REF! | #REF! | #REF! |  | #REF! | #REF! | #REF! | #REF! |  | #REF! | #REF! | #REF! | #REF! |  | #REF! | #REF! | #REF! | #REF! |  | #REF! | #REF! | #REF! | #REF! |  | #REF! | #REF! | #REF! | #REF! |  | #REF! | #REF! | #REF! | #REF! |  | #REF! | #REF! | #REF! | #REF! |  | #REF! | #REF! | #REF! | #REF! |  | #REF! | #REF! | #REF! | #REF! |  | #REF! | #REF! | #REF! | #REF! |  | #REF! | #REF! | #REF! | #REF! |  | #REF! | #REF! | #REF! | #REF! |  | #REF! | #REF! | #REF! | #REF! |  | #REF! | #REF! | #REF! | #REF! |  | #REF! | #REF! | #REF! | #REF! |  | #REF! | #REF! | #REF! | #REF! |  | #REF! | #REF! | #REF! | #REF! |  | #REF! | #REF! | #REF! | #REF! |  | #REF! | #REF! | #REF! | #REF! | #REF! | #REF! | #REF! | #REF! |  |  | Pavements | #REF! | #REF! | #REF!
[7 empty] | #REF! | #REF! | #REF! | #REF! |  | #REF! | #REF! | #REF! | #REF! |  | #REF! | #REF! | #REF! | #REF! |  | #REF! | #REF! | #REF! | #REF! |  | #REF! | #REF! | #REF! | #REF! |  | #REF! | #REF! | #REF! | #REF! |  | #REF! | #REF! | #REF! | #REF! |  | #REF! | #REF! | #REF! | #REF! |  | #REF! | #REF! | #REF! | #REF! |  | #REF! | #REF! | #REF! | #REF! |  | #REF! | #REF! | #REF! | #REF! |  | #REF! | #REF! | #REF! | #REF! |  | #REF! | #REF! | #REF! | #REF! |  | #REF! | #REF! | #REF! | #REF! |  | #REF! | #REF! | #REF! | #REF! |  | #REF! | #REF! | #REF! | #REF! |  | #REF! | #REF! | #REF! | #REF! |  | #REF! | #REF! | #REF! | #REF! |  | #REF! | #REF! | #REF! | #REF! |  | #REF! | #REF! | #REF! | #REF! |  | #REF! | #REF! | #REF! | #REF! |  | #REF! | #REF! | #REF! | #REF! |  | #REF! | #REF! | #REF! | #REF! |  | #REF! | #REF! | #REF! | #REF! | #REF! | #REF! | #REF! | #REF! |  |  | Pavements | #REF! | #REF! | #REF!
[7 empty] | #REF! | #REF! | #REF! | #REF! |  | #REF! | #REF! | #REF! | #REF! |  | #REF! | #REF! | #REF! | #REF! |  | #REF! | #REF! | #REF! | #REF! |  | #REF! | #REF! | #REF! | #REF! |  | #REF! | #REF! | #REF! | #REF! |  | #REF! | #REF! | #REF! | #REF! |  | #REF! | #REF! | #REF! | #REF! |  | #REF! | #REF! | #REF! | #REF! |  | #REF! | #REF! | #REF! | #REF! |  | #REF! | #REF! | #REF! | #REF! |  | #REF! | #REF! | #REF! | #REF! |  | #REF! | #REF! | #REF! | #REF! |  | #REF! | #REF! | #REF! | #REF! |  | #REF! | #REF! | #REF! | #REF! |  | #REF! | #REF! | #REF! | #REF! |  | #REF! | #REF! | #REF! | #REF! |  | #REF! | #REF! | #REF! | #REF! |  | #REF! | #REF! | #REF! | #REF! |  | #REF! | #REF! | #REF! | #REF! |  | #REF! | #REF! | #REF! | #REF! |  | #REF! | #REF! | #REF! | #REF! |  | #REF! | #REF! | #REF! | #REF! |  | #REF! | #REF! | #REF! | #REF! | #REF! | #REF! | #REF! | #REF! | [7 empty] | No TII schedule of Rates to base against.
[7 empty] | #REF! | #REF! | #REF! | #REF! |  | #REF! | #REF! | #REF! | #REF! |  | #REF! | #REF! | #REF! | #REF! |  | #REF! | #REF! | #REF! | #REF! |  | #REF! | #REF! | #REF! | #REF! |  | #REF! | #REF! | #REF! | #REF! |  | #REF! | #REF! | #REF! | #REF! |  | #REF! | #REF! | #REF! | #REF! |  | #REF! | #REF! | #REF! | #REF! |  | #REF! | #REF! | #REF! | #REF! |  | #REF! | #REF! | #REF! | #REF! |  | #REF! | #REF! | #REF! | #REF! |  | #REF! | #REF! | #REF! | #REF! |  | #REF! | #REF! | #REF! | #REF! |  | #REF! | #REF! | #REF! | #REF! |  | #REF! | #REF! | #REF! | #REF! |  | #REF! | #REF! | #REF! | #REF! |  | #REF! | #REF! | #REF! | #REF! |  | #REF! | #REF! | #REF! | #REF! |  | #REF! | #REF! | #REF! | #REF! |  | #REF! | #REF! | #REF! | #REF! |  | #REF! | #REF! | #REF! | #REF! |  | #REF! | #REF! | #REF! | #REF! |  | #REF! | #REF! | #REF! | #REF! | #REF! | #REF! | #REF! | #REF! | [7 empty] | No TII schedule of Rates to base against.
[7 empty] | #REF! | #REF! | #REF! | #REF! |  | #REF! | #REF! | #REF! | #REF! |  | #REF! | #REF! | #REF! | #REF! |  | #REF! | #REF! | #REF! | #REF! |  | #REF! | #REF! | #REF! | #REF! |  | #REF! | #REF! | #REF! | #REF! |  | #REF! | #REF! | #REF! | #REF! |  | #REF! | #REF! | #REF! | #REF! |  | #REF! | #REF! | #REF! | #REF! |  | #REF! | #REF! | #REF! | #REF! |  | #REF! | #REF! | #REF! | #REF! |  | #REF! | #REF! | #REF! | #REF! |  | #REF! | #REF! | #REF! | #REF! |  | #REF! | #REF! | #REF! | #REF! |  | #REF! | #REF! | #REF! | #REF! |  | #REF! | #REF! | #REF! | #REF! |  | #REF! | #REF! | #REF! | #REF! |  | #REF! | #REF! | #REF! | #REF! |  | #REF! | #REF! | #REF! | #REF! |  | #REF! | #REF! | #REF! | #REF! |  | #REF! | #REF! | #REF! | #REF! |  | #REF! | #REF! | #REF! | #REF! |  | #REF! | #REF! | #REF! | #REF! |  | #REF! | #REF! | #REF! | #REF! | #REF! | #REF! | #REF! | #REF!
[7 empty] | #REF! | #REF! | #REF! | #REF! |  | #REF! | #REF! | #REF! | #REF! |  | #REF! | #REF! | #REF! | #REF! |  | #REF! | #REF! | #REF! | #REF! |  | #REF! | #REF! | #REF! | #REF! |  | #REF! | #REF! | #REF! | #REF! |  | #REF! | #REF! | #REF! | #REF! |  | #REF! | #REF! | #REF! | #REF! |  | #REF! | #REF! | #REF! | #REF! |  | #REF! | #REF! | #REF! | #REF! |  | #REF! | #REF! | #REF! | #REF! |  | #REF! | #REF! | #REF! | #REF! |  | #REF! | #REF! | #REF! | #REF! |  | #REF! | #REF! | #REF! | #REF! |  | #REF! | #REF! | #REF! | #REF! |  | #REF! | #REF! | #REF! | #REF! |  | #REF! | #REF! | #REF! | #REF! |  | #REF! | #REF! | #REF! | #REF! |  | #REF! | #REF! | #REF! | #REF! |  | #REF! | #REF! | #REF! | #REF! |  | #REF! | #REF! | #REF! | #REF! |  | #REF! | #REF! | #REF! | #REF! |  | #REF! | #REF! | #REF! | #REF! |  | #REF! | #REF! | #REF! | #REF! | #REF! | #REF! | #REF! | #REF! |  |  | No Amendment | #REF! | #REF! | #REF!
[7 empty] | #REF! | #REF! | #REF! | #REF! |  | #REF! | #REF! | #REF! | #REF! |  | #REF! | #REF! | #REF! | #REF! |  | #REF! | #REF! | #REF! | #REF! |  | #REF! | #REF! | #REF! | #REF! |  | #REF! | #REF! | #REF! | #REF! |  | #REF! | #REF! | #REF! | #REF! |  | #REF! | #REF! | #REF! | #REF! |  | #REF! | #REF! | #REF! | #REF! |  | #REF! | #REF! | #REF! | #REF! |  | #REF! | #REF! | #REF! | #REF! |  | #REF! | #REF! | #REF! | #REF! |  | #REF! | #REF! | #REF! | #REF! |  | #REF! | #REF! | #REF! | #REF! |  | #REF! | #REF! | #REF! | #REF! |  | #REF! | #REF! | #REF! | #REF! |  | #REF! | #REF! | #REF! | #REF! |  | #REF! | #REF! | #REF! | #REF! |  | #REF! | #REF! | #REF! | #REF! |  | #REF! | #REF! | #REF! | #REF! |  | #REF! | #REF! | #REF! | #REF! |  | #REF! | #REF! | #REF! | #REF! |  | #REF! | #REF! | #REF! | #REF! |  | #REF! | #REF! | #REF! | #REF! | #REF! | #REF! | #REF! | #REF! |  |  | No Amendment | #REF! | #REF! | #REF!
[7 empty] | #REF! | #REF! | #REF! | #REF! |  | #REF! | #REF! | #REF! | #REF! |  | #REF! | #REF! | #REF! | #REF! |  | #REF! | #REF! | #REF! | #REF! |  | #REF! | #REF! | #REF! | #REF! |  | #REF! | #REF! | #REF! | #REF! |  | #REF! | #REF! | #REF! | #REF! |  | #REF! | #REF! | #REF! | #REF! |  | #REF! | #REF! | #REF! | #REF! |  | #REF! | #REF! | #REF! | #REF! |  | #REF! | #REF! | #REF! | #REF! |  | #REF! | #REF! | #REF! | #REF! |  | #REF! | #REF! | #REF! | #REF! |  | #REF! | #REF! | #REF! | #REF! |  | #REF! | #REF! | #REF! | #REF! |  | #REF! | #REF! | #REF! | #REF! |  | #REF! | #REF! | #REF! | #REF! |  | #REF! | #REF! | #REF! | #REF! |  | #REF! | #REF! | #REF! | #REF! |  | #REF! | #REF! | #REF! | #REF! |  | #REF! | #REF! | #REF! | #REF! |  | #REF! | #REF! | #REF! | #REF! |  | #REF! | #REF! | #REF! | #REF! |  | #REF! | #REF! | #REF! | #REF! | #REF! | #REF! | #REF! | #REF! |  |  | No Amendment | #REF! | #REF! | #REF!
[7 empty] | #REF! | #REF! | #REF! | #REF! |  | #REF! | #REF! | #REF! | #REF! |  | #REF! | #REF! | #REF! | #REF! |  | #REF! | #REF! | #REF! | #REF! |  | #REF! | #REF! | #REF! | #REF! |  | #REF! | #REF! | #REF! | #REF! |  | #REF! | #REF! | #REF! | #REF! |  | #REF! | #REF! | #REF! | #REF! |  | #REF! | #REF! | #REF! | #REF! |  | #REF! | #REF! | #REF! | #REF! |  | #REF! | #REF! | #REF! | #REF! |  | #REF! | #REF! | #REF! | #REF! |  | #REF! | #REF! | #REF! | #REF! |  | #REF! | #REF! | #REF! | #REF! |  | #REF! | #REF! | #REF! | #REF! |  | #REF! | #REF! | #REF! | #REF! |  | #REF! | #REF! | #REF! | #REF! |  | #REF! | #REF! | #REF! | #REF! |  | #REF! | #REF! | #REF! | #REF! |  | #REF! | #REF! | #REF! | #REF! |  | #REF! | #REF! | #REF! | #REF! |  | #REF! | #REF! | #REF! | #REF! |  | #REF! | #REF! | #REF! | #REF! |  | #REF! | #REF! | #REF! | #REF! | #REF! | #REF! | #REF! | #REF! |  |  | No Amendment | #REF! | #REF! | #REF!
[7 empty] | #REF! | #REF! | #REF! | #REF! |  | #REF! | #REF! | #REF! | #REF! |  | #REF! | #REF! | #REF! | #REF! |  | #REF! | #REF! | #REF! | #REF! |  | #REF! | #REF! | #REF! | #REF! |  | #REF! | #REF! | #REF! | #REF! |  | #REF! | #REF! | #REF! | #REF! |  | #REF! | #REF! | #REF! | #REF! |  | #REF! | #REF! | #REF! | #REF! |  | #REF! | #REF! | #REF! | #REF! |  | #REF! | #REF! | #REF! | #REF! |  | #REF! | #REF! | #REF! | #REF! |  | #REF! | #REF! | #REF! | #REF! |  | #REF! | #REF! | #REF! | #REF! |  | #REF! | #REF! | #REF! | #REF! |  | #REF! | #REF! | #REF! | #REF! |  | #REF! | #REF! | #REF! | #REF! |  | #REF! | #REF! | #REF! | #REF! |  | #REF! | #REF! | #REF! | #REF! |  | #REF! | #REF! | #REF! | #REF! |  | #REF! | #REF! | #REF! | #REF! |  | #REF! | #REF! | #REF! | #REF! |  | #REF! | #REF! | #REF! | #REF! |  | #REF! | #REF! | #REF! | #REF! | #REF! | #REF! | #REF! | #REF! |  |  | No Amendment | #REF! | #REF! | #REF!
[7 empty] | #REF! | #REF! | #REF! | #REF! |  | #REF! | #REF! | #REF! | #REF! |  | #REF! | #REF! | #REF! | #REF! |  | #REF! | #REF! | #REF! | #REF! |  | #REF! | #REF! | #REF! | #REF! |  | #REF! | #REF! | #REF! | #REF! |  | #REF! | #REF! | #REF! | #REF! |  | #REF! | #REF! | #REF! | #REF! |  | #REF! | #REF! | #REF! | #REF! |  | #REF! | #REF! | #REF! | #REF! |  | #REF! | #REF! | #REF! | #REF! |  | #REF! | #REF! | #REF! | #REF! |  | #REF! | #REF! | #REF! | #REF! |  | #REF! | #REF! | #REF! | #REF! |  | #REF! | #REF! | #REF! | #REF! |  | #REF! | #REF! | #REF! | #REF! |  | #REF! | #REF! | #REF! | #REF! |  | #REF! | #REF! | #REF! | #REF! |  | #REF! | #REF! | #REF! | #REF! |  | #REF! | #REF! | #REF! | #REF! |  | #REF! | #REF! | #REF! | #REF! |  | #REF! | #REF! | #REF! | #REF! |  | #REF! | #REF! | #REF! | #REF! |  | #REF! | #REF! | #REF! | #REF! | #REF! | #REF! | #REF! | #REF! |  |  | No Amendment | #REF! | #REF! | #REF!
[7 empty] | #REF! | #REF! | #REF! | #REF! |  | #REF! | #REF! | #REF! | #REF! |  | #REF! | #REF! | #REF! | #REF! |  | #REF! | #REF! | #REF! | #REF! |  | #REF! | #REF! | #REF! | #REF! |  | #REF! | #REF! | #REF! | #REF! |  | #REF! | #REF! | #REF! | #REF! |  | #REF! | #REF! | #REF! | #REF! |  | #REF! | #REF! | #REF! | #REF! |  | #REF! | #REF! | #REF! | #REF! |  | #REF! | #REF! | #REF! | #REF! |  | #REF! | #REF! | #REF! | #REF! |  | #REF! | #REF! | #REF! | #REF! |  | #REF! | #REF! | #REF! | #REF! |  | #REF! | #REF! | #REF! | #REF! |  | #REF! | #REF! | #REF! | #REF! |  | #REF! | #REF! | #REF! | #REF! |  | #REF! | #REF! | #REF! | #REF! |  | #REF! | #REF! | #REF! | #REF! |  | #REF! | #REF! | #REF! | #REF! |  | #REF! | #REF! | #REF! | #REF! |  | #REF! | #REF! | #REF! | #REF! |  | #REF! | #REF! | #REF! | #REF! |  | #REF! | #REF! | #REF! | #REF! | #REF! | #REF! | #REF! | #REF! |  |  | No Amendment | #REF! | #REF! | #REF!
[7 empty] | #REF! | #REF! | #REF! | #REF! |  | #REF! | #REF! | #REF! | #REF! |  | #REF! | #REF! | #REF! | #REF! |  | #REF! | #REF! | #REF! | #REF! |  | #REF! | #REF! | #REF! | #REF! |  | #REF! | #REF! | #REF! | #REF! |  | #REF! | #REF! | #REF! | #REF! |  | #REF! | #REF! | #REF! | #REF! |  | #REF! | #REF! | #REF! | #REF! |  | #REF! | #REF! | #REF! | #REF! |  | #REF! | #REF! | #REF! | #REF! |  | #REF! | #REF! | #REF! | #REF! |  | #REF! | #REF! | #REF! | #REF! |  | #REF! | #REF! | #REF! | #REF! |  | #REF! | #REF! | #REF! | #REF! |  | #REF! | #REF! | #REF! | #REF! |  | #REF! | #REF! | #REF! | #REF! |  | #REF! | #REF! | #REF! | #REF! |  | #REF! | #REF! | #REF! | #REF! |  | #REF! | #REF! | #REF! | #REF! |  | #REF! | #REF! | #REF! | #REF! |  | #REF! | #REF! | #REF! | #REF! |  | #REF! | #REF! | #REF! | #REF! |  | #REF! | #REF! | #REF! | #REF! | #REF! | #REF! | #REF! | #REF! |  |  | No Amendment | #REF! | #REF! | #REF!
[7 empty] | #REF! | #REF! | #REF! | #REF! |  | #REF! | #REF! | #REF! | #REF! |  | #REF! | #REF! | #REF! | #REF! |  | #REF! | #REF! | #REF! | #REF! |  | #REF! | #REF! | #REF! | #REF! |  | #REF! | #REF! | #REF! | #REF! |  | #REF! | #REF! | #REF! | #REF! |  | #REF! | #REF! | #REF! | #REF! |  | #REF! | #REF! | #REF! | #REF! |  | #REF! | #REF! | #REF! | #REF! |  | #REF! | #REF! | #REF! | #REF! |  | #REF! | #REF! | #REF! | #REF! |  | #REF! | #REF! | #REF! | #REF! |  | #REF! | #REF! | #REF! | #REF! |  | #REF! | #REF! | #REF! | #REF! |  | #REF! | #REF! | #REF! | #REF! |  | #REF! | #REF! | #REF! | #REF! |  | #REF! | #REF! | #REF! | #REF! |  | #REF! | #REF! | #REF! | #REF! |  | #REF! | #REF! | #REF! | #REF! |  | #REF! | #REF! | #REF! | #REF! |  | #REF! | #REF! | #REF! | #REF! |  | #REF! | #REF! | #REF! | #REF! |  | #REF! | #REF! | #REF! | #REF! | #REF! | #REF! | #REF! | #REF! |  |  | No Amendment | #REF! | #REF! | #REF!
[7 empty] | #REF! | #REF! | #REF! | #REF! |  | #REF! | #REF! | #REF! | #REF! |  | #REF! | #REF! | #REF! | #REF! |  | #REF! | #REF! | #REF! | #REF! |  | #REF! | #REF! | #REF! | #REF! |  | #REF! | #REF! | #REF! | #REF! |  | #REF! | #REF! | #REF! | #REF! |  | #REF! | #REF! | #REF! | #REF! |  | #REF! | #REF! | #REF! | #REF! |  | #REF! | #REF! | #REF! | #REF! |  | #REF! | #REF! | #REF! | #REF! |  | #REF! | #REF! | #REF! | #REF! |  | #REF! | #REF! | #REF! | #REF! |  | #REF! | #REF! | #REF! | #REF! |  | #REF! | #REF! | #REF! | #REF! |  | #REF! | #REF! | #REF! | #REF! |  | #REF! | #REF! | #REF! | #REF! |  | #REF! | #REF! | #REF! | #REF! |  | #REF! | #REF! | #REF! | #REF! |  | #REF! | #REF! | #REF! | #REF! |  | #REF! | #REF! | #REF! | #REF! |  | #REF! | #REF! | #REF! | #REF! |  | #REF! | #REF! | #REF! | #REF! |  | #REF! | #REF! | #REF! | #REF! | #REF! | #REF! | #REF! | #REF! |  |  | No Amendment | #REF! | #REF! | #REF!
[7 empty] | #REF! | #REF! | #REF! | #REF! |  | #REF! | #REF! | #REF! | #REF! |  | #REF! | #REF! | #REF! | #REF! |  | #REF! | #REF! | #REF! | #REF! |  | #REF! | #REF! | #REF! | #REF! |  | #REF! | #REF! | #REF! | #REF! |  | #REF! | #REF! | #REF! | #REF! |  | #REF! | #REF! | #REF! | #REF! |  | #REF! | #REF! | #REF! | #REF! |  | #REF! | #REF! | #REF! | #REF! |  | #REF! | #REF! | #REF! | #REF! |  | #REF! | #REF! | #REF! | #REF! |  | #REF! | #REF! | #REF! | #REF! |  | #REF! | #REF! | #REF! | #REF! |  | #REF! | #REF! | #REF! | #REF! |  | #REF! | #REF! | #REF! | #REF! |  | #REF! | #REF! | #REF! | #REF! |  | #REF! | #REF! | #REF! | #REF! |  | #REF! | #REF! | #REF! | #REF! |  | #REF! | #REF! | #REF! | #REF! |  | #REF! | #REF! | #REF! | #REF! |  | #REF! | #REF! | #REF! | #REF! |  | #REF! | #REF! | #REF! | #REF! |  | #REF! | #REF! | #REF! | #REF! | #REF! | #REF! | #REF! | #REF! |  |  | No Amendment | #REF! | #REF! | #REF!
[7 empty] | #REF! | #REF! | #REF! | #REF! |  | #REF! | #REF! | #REF! | #REF! |  | #REF! | #REF! | #REF! | #REF! |  | #REF! | #REF! | #REF! | #REF! |  | #REF! | #REF! | #REF! | #REF! |  | #REF! | #REF! | #REF! | #REF! |  | #REF! | #REF! | #REF! | #REF! |  | #REF! | #REF! | #REF! | #REF! |  | #REF! | #REF! | #REF! | #REF! |  | #REF! | #REF! | #REF! | #REF! |  | #REF! | #REF! | #REF! | #REF! |  | #REF! | #REF! | #REF! | #REF! |  | #REF! | #REF! | #REF! | #REF! |  | #REF! | #REF! | #REF! | #REF! |  | #REF! | #REF! | #REF! | #REF! |  | #REF! | #REF! | #REF! | #REF! |  | #REF! | #REF! | #REF! | #REF! |  | #REF! | #REF! | #REF! | #REF! |  | #REF! | #REF! | #REF! | #REF! |  | #REF! | #REF! | #REF! | #REF! |  | #REF! | #REF! | #REF! | #REF! |  | #REF! | #REF! | #REF! | #REF! |  | #REF! | #REF! | #REF! | #REF! |  | #REF! | #REF! | #REF! | #REF! | #REF! | #REF! | #REF! | #REF! |  |  | Pavements | #REF! | #REF! | #REF!
[7 empty] | #REF! | #REF! | #REF! | #REF! |  | #REF! | #REF! | #REF! | #REF! |  | #REF! | #REF! | #REF! | #REF! |  | #REF! | #REF! | #REF! | #REF! |  | #REF! | #REF! | #REF! | #REF! |  | #REF! | #REF! | #REF! | #REF! |  | #REF! | #REF! | #REF! | #REF! |  | #REF! | #REF! | #REF! | #REF! |  | #REF! | #REF! | #REF! | #REF! |  | #REF! | #REF! | #REF! | #REF! |  | #REF! | #REF! | #REF! | #REF! |  | #REF! | #REF! | #REF! | #REF! |  | #REF! | #REF! | #REF! | #REF! |  | #REF! | #REF! | #REF! | #REF! |  | #REF! | #REF! | #REF! | #REF! |  | #REF! | #REF! | #REF! | #REF! |  | #REF! | #REF! | #REF! | #REF! |  | #REF! | #REF! | #REF! | #REF! |  | #REF! | #REF! | #REF! | #REF! |  | #REF! | #REF! | #REF! | #REF! |  | #REF! | #REF! | #REF! | #REF! |  | #REF! | #REF! | #REF! | #REF! |  | #REF! | #REF! | #REF! | #REF! |  | #REF! | #REF! | #REF! | #REF! | #REF! | #REF! | #REF! | #REF! |  |  | Pavements | #REF! | #REF! | #REF!
[7 empty] | #REF! | #REF! | #REF! | #REF! |  | #REF! | #REF! | #REF! | #REF! |  | #REF! | #REF! | #REF! | #REF! |  | #REF! | #REF! | #REF! | #REF! |  | #REF! | #REF! | #REF! | #REF! |  | #REF! | #REF! | #REF! | #REF! |  | #REF! | #REF! | #REF! | #REF! |  | #REF! | #REF! | #REF! | #REF! |  | #REF! | #REF! | #REF! | #REF! |  | #REF! | #REF! | #REF! | #REF! |  | #REF! | #REF! | #REF! | #REF! |  | #REF! | #REF! | #REF! | #REF! |  | #REF! | #REF! | #REF! | #REF! |  | #REF! | #REF! | #REF! | #REF! |  | #REF! | #REF! | #REF! | #REF! |  | #REF! | #REF! | #REF! | #REF! |  | #REF! | #REF! | #REF! | #REF! |  | #REF! | #REF! | #REF! | #REF! |  | #REF! | #REF! | #REF! | #REF! |  | #REF! | #REF! | #REF! | #REF! |  | #REF! | #REF! | #REF! | #REF! |  | #REF! | #REF! | #REF! | #REF! |  | #REF! | #REF! | #REF! | #REF! |  | #REF! | #REF! | #REF! | #REF! | #REF! | #REF! | #REF! | #REF! |  |  | Pavements | #REF! | #REF! | #REF!
[7 empty] | #REF! | #REF! | #REF! | #REF! |  | #REF! | #REF! | #REF! | #REF! |  | #REF! | #REF! | #REF! | #REF! |  | #REF! | #REF! | #REF! | #REF! |  | #REF! | #REF! | #REF! | #REF! |  | #REF! | #REF! | #REF! | #REF! |  | #REF! | #REF! | #REF! | #REF! |  | #REF! | #REF! | #REF! | #REF! |  | #REF! | #REF! | #REF! | #REF! |  | #REF! | #REF! | #REF! | #REF! |  | #REF! | #REF! | #REF! | #REF! |  | #REF! | #REF! | #REF! | #REF! |  | #REF! | #REF! | #REF! | #REF! |  | #REF! | #REF! | #REF! | #REF! |  | #REF! | #REF! | #REF! | #REF! |  | #REF! | #REF! | #REF! | #REF! |  | #REF! | #REF! | #REF! | #REF! |  | #REF! | #REF! | #REF! | #REF! |  | #REF! | #REF! | #REF! | #REF! |  | #REF! | #REF! | #REF! | #REF! |  | #REF! | #REF! | #REF! | #REF! |  | #REF! | #REF! | #REF! | #REF! |  | #REF! | #REF! | #REF! | #REF! |  | #REF! | #REF! | #REF! | #REF! | #REF! | #REF! | #REF! | #REF! |  |  | Pavements | #REF! | #REF! | #REF!
[7 empty] | #REF! | #REF! | #REF! | #REF! |  | #REF! | #REF! | #REF! | #REF! |  | #REF! | #REF! | #REF! | #REF! |  | #REF! | #REF! | #REF! | #REF! |  | #REF! | #REF! | #REF! | #REF! |  | #REF! | #REF! | #REF! | #REF! |  | #REF! | #REF! | #REF! | #REF! |  | #REF! | #REF! | #REF! | #REF! |  | #REF! | #REF! | #REF! | #REF! |  | #REF! | #REF! | #REF! | #REF! |  | #REF! | #REF! | #REF! | #REF! |  | #REF! | #REF! | #REF! | #REF! |  | #REF! | #REF! | #REF! | #REF! |  | #REF! | #REF! | #REF! | #REF! |  | #REF! | #REF! | #REF! | #REF! |  | #REF! | #REF! | #REF! | #REF! |  | #REF! | #REF! | #REF! | #REF! |  | #REF! | #REF! | #REF! | #REF! |  | #REF! | #REF! | #REF! | #REF! |  | #REF! | #REF! | #REF! | #REF! |  | #REF! | #REF! | #REF! | #REF! |  | #REF! | #REF! | #REF! | #REF! |  | #REF! | #REF! | #REF! | #REF! |  | #REF! | #REF! | #REF! | #REF! | #REF! | #REF! | #REF! | #REF! |  |  | Pavements | #REF! | #REF! | #REF!
[7 empty] | #REF! | #REF! | #REF! | #REF! |  | #REF! | #REF! | #REF! | #REF! |  | #REF! | #REF! | #REF! | #REF! |  | #REF! | #REF! | #REF! | #REF! |  | #REF! | #REF! | #REF! | #REF! |  | #REF! | #REF! | #REF! | #REF! |  | #REF! | #REF! | #REF! | #REF! |  | #REF! | #REF! | #REF! | #REF! |  | #REF! | #REF! | #REF! | #REF! |  | #REF! | #REF! | #REF! | #REF! |  | #REF! | #REF! | #REF! | #REF! |  | #REF! | #REF! | #REF! | #REF! |  | #REF! | #REF! | #REF! | #REF! |  | #REF! | #REF! | #REF! | #REF! |  | #REF! | #REF! | #REF! | #REF! |  | #REF! | #REF! | #REF! | #REF! |  | #REF! | #REF! | #REF! | #REF! |  | #REF! | #REF! | #REF! | #REF! |  | #REF! | #REF! | #REF! | #REF! |  | #REF! | #REF! | #REF! | #REF! |  | #REF! | #REF! | #REF! | #REF! |  | #REF! | #REF! | #REF! | #REF! |  | #REF! | #REF! | #REF! | #REF! |  | #REF! | #REF! | #REF! | #REF! | #REF! | #REF! | #REF! | #REF! |  |  | Pavements | #REF! | #REF! | #REF!
[7 empty] | #REF! | #REF! | #REF! | #REF! |  | #REF! | #REF! | #REF! | #REF! |  | #REF! | #REF! | #REF! | #REF! |  | #REF! | #REF! | #REF! | #REF! |  | #REF! | #REF! | #REF! | #REF! |  | #REF! | #REF! | #REF! | #REF! |  | #REF! | #REF! | #REF! | #REF! |  | #REF! | #REF! | #REF! | #REF! |  | #REF! | #REF! | #REF! | #REF! |  | #REF! | #REF! | #REF! | #REF! |  | #REF! | #REF! | #REF! | #REF! |  | #REF! | #REF! | #REF! | #REF! |  | #REF! | #REF! | #REF! | #REF! |  | #REF! | #REF! | #REF! | #REF! |  | #REF! | #REF! | #REF! | #REF! |  | #REF! | #REF! | #REF! | #REF! |  | #REF! | #REF! | #REF! | #REF! |  | #REF! | #REF! | #REF! | #REF! |  | #REF! | #REF! | #REF! | #REF! |  | #REF! | #REF! | #REF! | #REF! |  | #REF! | #REF! | #REF! | #REF! |  | #REF! | #REF! | #REF! | #REF! |  | #REF! | #REF! | #REF! | #REF! |  | #REF! | #REF! | #REF! | #REF! | #REF! | #REF! | #REF! | #REF! |  |  | No Amendment | #REF! | #REF! | #REF!
[7 empty] | #REF! | #REF! | #REF! | #REF! |  | #REF! | #REF! | #REF! | #REF! |  | #REF! | #REF! | #REF! | #REF! |  | #REF! | #REF! | #REF! | #REF! |  | #REF! | #REF! | #REF! | #REF! |  | #REF! | #REF! | #REF! | #REF! |  | #REF! | #REF! | #REF! | #REF! |  | #REF! | #REF! | #REF! | #REF! |  | #REF! | #REF! | #REF! | #REF! |  | #REF! | #REF! | #REF! | #REF! |  | #REF! | #REF! | #REF! | #REF! |  | #REF! | #REF! | #REF! | #REF! |  | #REF! | #REF! | #REF! | #REF! |  | #REF! | #REF! | #REF! | #REF! |  | #REF! | #REF! | #REF! | #REF! |  | #REF! | #REF! | #REF! | #REF! |  | #REF! | #REF! | #REF! | #REF! |  | #REF! | #REF! | #REF! | #REF! |  | #REF! | #REF! | #REF! | #REF! |  | #REF! | #REF! | #REF! | #REF! |  | #REF! | #REF! | #REF! | #REF! |  | #REF! | #REF! | #REF! | #REF! |  | #REF! | #REF! | #REF! | #REF! |  | #REF! | #REF! | #REF! | #REF! | #REF! | #REF! | #REF! | #REF! |  |  | Timber | #REF! | #REF! | #REF!
[7 empty] | #REF! | #REF! | #REF! | #REF! |  | #REF! | #REF! | #REF! | #REF! |  | #REF! | #REF! | #REF! | #REF! |  | #REF! | #REF! | #REF! | #REF! |  | #REF! | #REF! | #REF! | #REF! |  | #REF! | #REF! | #REF! | #REF! |  | #REF! | #REF! | #REF! | #REF! |  | #REF! | #REF! | #REF! | #REF! |  | #REF! | #REF! | #REF! | #REF! |  | #REF! | #REF! | #REF! | #REF! |  | #REF! | #REF! | #REF! | #REF! |  | #REF! | #REF! | #REF! | #REF! |  | #REF! | #REF! | #REF! | #REF! |  | #REF! | #REF! | #REF! | #REF! |  | #REF! | #REF! | #REF! | #REF! |  | #REF! | #REF! | #REF! | #REF! |  | #REF! | #REF! | #REF! | #REF! |  | #REF! | #REF! | #REF! | #REF! |  | #REF! | #REF! | #REF! | #REF! |  | #REF! | #REF! | #REF! | #REF! |  | #REF! | #REF! | #REF! | #REF! |  | #REF! | #REF! | #REF! | #REF! |  | #REF! | #REF! | #REF! | #REF! |  | #REF! | #REF! | #REF! | #REF! | #REF! | #REF! | #REF! | #REF! |  |  | Pavements | #REF! | #REF! | #REF!
[7 empty] | #REF! | #REF! | #REF! | #REF! |  | #REF! | #REF! | #REF! | #REF! |  | #REF! | #REF! | #REF! | #REF! |  | #REF! | #REF! | #REF! | #REF! |  | #REF! | #REF! | #REF! | #REF! |  | #REF! | #REF! | #REF! | #REF! |  | #REF! | #REF! | #REF! | #REF! |  | #REF! | #REF! | #REF! | #REF! |  | #REF! | #REF! | #REF! | #REF! |  | #REF! | #REF! | #REF! | #REF! |  | #REF! | #REF! | #REF! | #REF! |  | #REF! | #REF! | #REF! | #REF! |  | #REF! | #REF! | #REF! | #REF! |  | #REF! | #REF! | #REF! | #REF! |  | #REF! | #REF! | #REF! | #REF! |  | #REF! | #REF! | #REF! | #REF! |  | #REF! | #REF! | #REF! | #REF! |  | #REF! | #REF! | #REF! | #REF! |  | #REF! | #REF! | #REF! | #REF! |  | #REF! | #REF! | #REF! | #REF! |  | #REF! | #REF! | #REF! | #REF! |  | #REF! | #REF! | #REF! | #REF! |  | #REF! | #REF! | #REF! | #REF! |  | #REF! | #REF! | #REF! | #REF! | #REF! | #REF! | #REF! | #REF! |  |  | Pavements | #REF! | #REF! | #REF!
[7 empty] | #REF! | #REF! | #REF! | #REF! |  | #REF! | #REF! | #REF! | #REF! |  | #REF! | #REF! | #REF! | #REF! |  | #REF! | #REF! | #REF! | #REF! |  | #REF! | #REF! | #REF! | #REF! |  | #REF! | #REF! | #REF! | #REF! |  | #REF! | #REF! | #REF! | #REF! |  | #REF! | #REF! | #REF! | #REF! |  | #REF! | #REF! | #REF! | #REF! |  | #REF! | #REF! | #REF! | #REF! |  | #REF! | #REF! | #REF! | #REF! |  | #REF! | #REF! | #REF! | #REF! |  | #REF! | #REF! | #REF! | #REF! |  | #REF! | #REF! | #REF! | #REF! |  | #REF! | #REF! | #REF! | #REF! |  | #REF! | #REF! | #REF! | #REF! |  | #REF! | #REF! | #REF! | #REF! |  | #REF! | #REF! | #REF! | #REF! |  | #REF! | #REF! | #REF! | #REF! |  | #REF! | #REF! | #REF! | #REF! |  | #REF! | #REF! | #REF! | #REF! |  | #REF! | #REF! | #REF! | #REF! |  | #REF! | #REF! | #REF! | #REF! |  | #REF! | #REF! | #REF! | #REF! | #REF! | #REF! | #REF! | #REF! |  |  | Pavements | #REF! | #REF! | #REF!
[7 empty] | #REF! | #REF! | #REF! | #REF! |  | #REF! | #REF! | #REF! | #REF! |  | #REF! | #REF! | #REF! | #REF! |  | #REF! | #REF! | #REF! | #REF! |  | #REF! | #REF! | #REF! | #REF! |  | #REF! | #REF! | #REF! | #REF! |  | #REF! | #REF! | #REF! | #REF! |  | #REF! | #REF! | #REF! | #REF! |  | #REF! | #REF! | #REF! | #REF! |  | #REF! | #REF! | #REF! | #REF! |  | #REF! | #REF! | #REF! | #REF! |  | #REF! | #REF! | #REF! | #REF! |  | #REF! | #REF! | #REF! | #REF! |  | #REF! | #REF! | #REF! | #REF! |  | #REF! | #REF! | #REF! | #REF! |  | #REF! | #REF! | #REF! | #REF! |  | #REF! | #REF! | #REF! | #REF! |  | #REF! | #REF! | #REF! | #REF! |  | #REF! | #REF! | #REF! | #REF! |  | #REF! | #REF! | #REF! | #REF! |  | #REF! | #REF! | #REF! | #REF! |  | #REF! | #REF! | #REF! | #REF! |  | #REF! | #REF! | #REF! | #REF! |  | #REF! | #REF! | #REF! | #REF! | #REF! | #REF! | #REF! | #REF! |  |  | Pavements | #REF! | #REF! | #REF! |  | No TII schedule of Rates to base against.
[7 empty] | #REF! | #REF! | #REF! | #REF! |  | #REF! | #REF! | #REF! | #REF! |  | #REF! | #REF! | #REF! | #REF! |  | #REF! | #REF! | #REF! | #REF! |  | #REF! | #REF! | #REF! | #REF! |  | #REF! | #REF! | #REF! | #REF! |  | #REF! | #REF! | #REF! | #REF! |  | #REF! | #REF! | #REF! | #REF! |  | #REF! | #REF! | #REF! | #REF! |  | #REF! | #REF! | #REF! | #REF! |  | #REF! | #REF! | #REF! | #REF! |  | #REF! | #REF! | #REF! | #REF! |  | #REF! | #REF! | #REF! | #REF! |  | #REF! | #REF! | #REF! | #REF! |  | #REF! | #REF! | #REF! | #REF! |  | #REF! | #REF! | #REF! | #REF! |  | #REF! | #REF! | #REF! | #REF! |  | #REF! | #REF! | #REF! | #REF! |  | #REF! | #REF! | #REF! | #REF! |  | #REF! | #REF! | #REF! | #REF! |  | #REF! | #REF! | #REF! | #REF! |  | #REF! | #REF! | #REF! | #REF! |  | #REF! | #REF! | #REF! | #REF! |  | #REF! | #REF! | #REF! | #REF! | #REF! | #REF! | #REF! | #REF! |  |  | No Amendment | #REF! | #REF! | #REF!
[7 empty] | #REF! | #REF! | #REF! | #REF! |  | #REF! | #REF! | #REF! | #REF! |  | #REF! | #REF! | #REF! | #REF! |  | #REF! | #REF! | #REF! | #REF! |  | #REF! | #REF! | #REF! | #REF! |  | #REF! | #REF! | #REF! | #REF! |  | #REF! | #REF! | #REF! | #REF! |  | #REF! | #REF! | #REF! | #REF! |  | #REF! | #REF! | #REF! | #REF! |  | #REF! | #REF! | #REF! | #REF! |  | #REF! | #REF! | #REF! | #REF! |  | #REF! | #REF! | #REF! | #REF! |  | #REF! | #REF! | #REF! | #REF! |  | #REF! | #REF! | #REF! | #REF! |  | #REF! | #REF! | #REF! | #REF! |  | #REF! | #REF! | #REF! | #REF! |  | #REF! | #REF! | #REF! | #REF! |  | #REF! | #REF! | #REF! | #REF! |  | #REF! | #REF! | #REF! | #REF! |  | #REF! | #REF! | #REF! | #REF! |  | #REF! | #REF! | #REF! | #REF! |  | #REF! | #REF! | #REF! | #REF! |  | #REF! | #REF! | #REF! | #REF! |  | #REF! | #REF! | #REF! | #REF! | #REF! | #REF! | #REF! | #REF! |  |  | Pavements | #REF! | #REF! | #REF!
[7 empty] | #REF! | #REF! | #REF! | #REF! |  | #REF! | #REF! | #REF! | #REF! |  | #REF! | #REF! | #REF! | #REF! |  | #REF! | #REF! | #REF! | #REF! |  | #REF! | #REF! | #REF! | #REF! |  | #REF! | #REF! | #REF! | #REF! |  | #REF! | #REF! | #REF! | #REF! |  | #REF! | #REF! | #REF! | #REF! |  | #REF! | #REF! | #REF! | #REF! |  | #REF! | #REF! | #REF! | #REF! |  | #REF! | #REF! | #REF! | #REF! |  | #REF! | #REF! | #REF! | #REF! |  | #REF! | #REF! | #REF! | #REF! |  | #REF! | #REF! | #REF! | #REF! |  | #REF! | #REF! | #REF! | #REF! |  | #REF! | #REF! | #REF! | #REF! |  | #REF! | #REF! | #REF! | #REF! |  | #REF! | #REF! | #REF! | #REF! |  | #REF! | #REF! | #REF! | #REF! |  | #REF! | #REF! | #REF! | #REF! |  | #REF! | #REF! | #REF! | #REF! |  | #REF! | #REF! | #REF! | #REF! |  | #REF! | #REF! | #REF! | #REF! |  | #REF! | #REF! | #REF! | #REF! | #REF! | #REF! | #REF! | #REF! |  |  | Pavements | #REF! | #REF! | #REF!
[7 empty] | #REF! | #REF! | #REF! | #REF! |  | #REF! | #REF! | #REF! | #REF! |  | #REF! | #REF! | #REF! | #REF! |  | #REF! | #REF! | #REF! | #REF! |  | #REF! | #REF! | #REF! | #REF! |  | #REF! | #REF! | #REF! | #REF! |  | #REF! | #REF! | #REF! | #REF! |  | #REF! | #REF! | #REF! | #REF! |  | #REF! | #REF! | #REF! | #REF! |  | #REF! | #REF! | #REF! | #REF! |  | #REF! | #REF! | #REF! | #REF! |  | #REF! | #REF! | #REF! | #REF! |  | #REF! | #REF! | #REF! | #REF! |  | #REF! | #REF! | #REF! | #REF! |  | #REF! | #REF! | #REF! | #REF! |  | #REF! | #REF! | #REF! | #REF! |  | #REF! | #REF! | #REF! | #REF! |  | #REF! | #REF! | #REF! | #REF! |  | #REF! | #REF! | #REF! | #REF! |  | #REF! | #REF! | #REF! | #REF! |  | #REF! | #REF! | #REF! | #REF! |  | #REF! | #REF! | #REF! | #REF! |  | #REF! | #REF! | #REF! | #REF! |  | #REF! | #REF! | #REF! | #REF! | #REF! | #REF! | #REF! | #REF! |  |  | Pavements | #REF! | #REF! | #REF!
[7 empty] | #REF! | #REF! | #REF! | #REF! |  | #REF! | #REF! | #REF! | #REF! |  | #REF! | #REF! | #REF! | #REF! |  | #REF! | #REF! | #REF! | #REF! |  | #REF! | #REF! | #REF! | #REF! |  | #REF! | #REF! | #REF! | #REF! |  | #REF! | #REF! | #REF! | #REF! |  | #REF! | #REF! | #REF! | #REF! |  | #REF! | #REF! | #REF! | #REF! |  | #REF! | #REF! | #REF! | #REF! |  | #REF! | #REF! | #REF! | #REF! |  | #REF! | #REF! | #REF! | #REF! |  | #REF! | #REF! | #REF! | #REF! |  | #REF! | #REF! | #REF! | #REF! |  | #REF! | #REF! | #REF! | #REF! |  | #REF! | #REF! | #REF! | #REF! |  | #REF! | #REF! | #REF! | #REF! |  | #REF! | #REF! | #REF! | #REF! |  | #REF! | #REF! | #REF! | #REF! |  | #REF! | #REF! | #REF! | #REF! |  | #REF! | #REF! | #REF! | #REF! |  | #REF! | #REF! | #REF! | #REF! |  | #REF! | #REF! | #REF! | #REF! |  | #REF! | #REF! | #REF! | #REF! | #REF! | #REF! | #REF! | #REF! |  |  | Pavements | #REF! | #REF! | #REF!
[7 empty] | #REF! | #REF! | #REF! | #REF! |  | #REF! | #REF! | #REF! | #REF! |  | #REF! | #REF! | #REF! | #REF! |  | #REF! | #REF! | #REF! | #REF! |  | #REF! | #REF! | #REF! | #REF! |  | #REF! | #REF! | #REF! | #REF! |  | #REF! | #REF! | #REF! | #REF! |  | #REF! | #REF! | #REF! | #REF! |  | #REF! | #REF! | #REF! | #REF! |  | #REF! | #REF! | #REF! | #REF! |  | #REF! | #REF! | #REF! | #REF! |  | #REF! | #REF! | #REF! | #REF! |  | #REF! | #REF! | #REF! | #REF! |  | #REF! | #REF! | #REF! | #REF! |  | #REF! | #REF! | #REF! | #REF! |  | #REF! | #REF! | #REF! | #REF! |  | #REF! | #REF! | #REF! | #REF! |  | #REF! | #REF! | #REF! | #REF! |  | #REF! | #REF! | #REF! | #REF! |  | #REF! | #REF! | #REF! | #REF! |  | #REF! | #REF! | #REF! | #REF! |  | #REF! | #REF! | #REF! | #REF! |  | #REF! | #REF! | #REF! | #REF! |  | #REF! | #REF! | #REF! | #REF! | #REF! | #REF! | #REF! | #REF! |  |  | No Amendment | #REF! | #REF! | #REF!
[7 empty] | #REF! | #REF! | #REF! | #REF! |  | #REF! | #REF! | #REF! | #REF! |  | #REF! | #REF! | #REF! | #REF! |  | #REF! | #REF! | #REF! | #REF! |  | #REF! | #REF! | #REF! | #REF! |  | #REF! | #REF! | #REF! | #REF! |  | #REF! | #REF! | #REF! | #REF! |  | #REF! | #REF! | #REF! | #REF! |  | #REF! | #REF! | #REF! | #REF! |  | #REF! | #REF! | #REF! | #REF! |  | #REF! | #REF! | #REF! | #REF! |  | #REF! | #REF! | #REF! | #REF! |  | #REF! | #REF! | #REF! | #REF! |  | #REF! | #REF! | #REF! | #REF! |  | #REF! | #REF! | #REF! | #REF! |  | #REF! | #REF! | #REF! | #REF! |  | #REF! | #REF! | #REF! | #REF! |  | #REF! | #REF! | #REF! | #REF! |  | #REF! | #REF! | #REF! | #REF! |  | #REF! | #REF! | #REF! | #REF! |  | #REF! | #REF! | #REF! | #REF! |  | #REF! | #REF! | #REF! | #REF! |  | #REF! | #REF! | #REF! | #REF! |  | #REF! | #REF! | #REF! | #REF! | #REF! | #REF! | #REF! | #REF! |  |  | No Amendment | #REF! | #REF! | #REF!
[7 empty] | #REF! | #REF! | #REF! | #REF! |  | #REF! | #REF! | #REF! | #REF! |  | #REF! | #REF! | #REF! | #REF! |  | #REF! | #REF! | #REF! | #REF! |  | #REF! | #REF! | #REF! | #REF! |  | #REF! | #REF! | #REF! | #REF! |  | #REF! | #REF! | #REF! | #REF! |  | #REF! | #REF! | #REF! | #REF! |  | #REF! | #REF! | #REF! | #REF! |  | #REF! | #REF! | #REF! | #REF! |  | #REF! | #REF! | #REF! | #REF! |  | #REF! | #REF! | #REF! | #REF! |  | #REF! | #REF! | #REF! | #REF! |  | #REF! | #REF! | #REF! | #REF! |  | #REF! | #REF! | #REF! | #REF! |  | #REF! | #REF! | #REF! | #REF! |  | #REF! | #REF! | #REF! | #REF! |  | #REF! | #REF! | #REF! | #REF! |  | #REF! | #REF! | #REF! | #REF! |  | #REF! | #REF! | #REF! | #REF! |  | #REF! | #REF! | #REF! | #REF! |  | #REF! | #REF! | #REF! | #REF! |  | #REF! | #REF! | #REF! | #REF! |  | #REF! | #REF! | #REF! | #REF! | #REF! | #REF! | #REF! | #REF!
[7 empty] | #REF! | #REF! | #REF! | #REF! |  | #REF! | #REF! | #REF! | #REF! |  | #REF! | #REF! | #REF! | #REF! |  | #REF! | #REF! | #REF! | #REF! |  | #REF! | #REF! | #REF! | #REF! |  | #REF! | #REF! | #REF! | #REF! |  | #REF! | #REF! | #REF! | #REF! |  | #REF! | #REF! | #REF! | #REF! |  | #REF! | #REF! | #REF! | #REF! |  | #REF! | #REF! | #REF! | #REF! |  | #REF! | #REF! | #REF! | #REF! |  | #REF! | #REF! | #REF! | #REF! |  | #REF! | #REF! | #REF! | #REF! |  | #REF! | #REF! | #REF! | #REF! |  | #REF! | #REF! | #REF! | #REF! |  | #REF! | #REF! | #REF! | #REF! |  | #REF! | #REF! | #REF! | #REF! |  | #REF! | #REF! | #REF! | #REF! |  | #REF! | #REF! | #REF! | #REF! |  | #REF! | #REF! | #REF! | #REF! |  | #REF! | #REF! | #REF! | #REF! |  | #REF! | #REF! | #REF! | #REF! |  | #REF! | #REF! | #REF! | #REF! |  | #REF! | #REF! | #REF! | #REF! | #REF! | #REF! | #REF! | #REF! |  |  | Signs | #REF! | #REF! | #REF!
[7 empty] | #REF! | #REF! | #REF! | #REF! |  | #REF! | #REF! | #REF! | #REF! |  | #REF! | #REF! | #REF! | #REF! |  | #REF! | #REF! | #REF! | #REF! |  | #REF! | #REF! | #REF! | #REF! |  | #REF! | #REF! | #REF! | #REF! |  | #REF! | #REF! | #REF! | #REF! |  | #REF! | #REF! | #REF! | #REF! |  | #REF! | #REF! | #REF! | #REF! |  | #REF! | #REF! | #REF! | #REF! |  | #REF! | #REF! | #REF! | #REF! |  | #REF! | #REF! | #REF! | #REF! |  | #REF! | #REF! | #REF! | #REF! |  | #REF! | #REF! | #REF! | #REF! |  | #REF! | #REF! | #REF! | #REF! |  | #REF! | #REF! | #REF! | #REF! |  | #REF! | #REF! | #REF! | #REF! |  | #REF! | #REF! | #REF! | #REF! |  | #REF! | #REF! | #REF! | #REF! |  | #REF! | #REF! | #REF! | #REF! |  | #REF! | #REF! | #REF! | #REF! |  | #REF! | #REF! | #REF! | #REF! |  | #REF! | #REF! | #REF! | #REF! |  | #REF! | #REF! | #REF! | #REF! | #REF! | #REF! | #REF! | #REF! |  |  | Signs | #REF! | #REF! | #REF!
[7 empty] | #REF! | #REF! | #REF! | #REF! |  | #REF! | #REF! | #REF! | #REF! |  | #REF! | #REF! | #REF! | #REF! |  | #REF! | #REF! | #REF! | #REF! |  | #REF! | #REF! | #REF! | #REF! |  | #REF! | #REF! | #REF! | #REF! |  | #REF! | #REF! | #REF! | #REF! |  | #REF! | #REF! | #REF! | #REF! |  | #REF! | #REF! | #REF! | #REF! |  | #REF! | #REF! | #REF! | #REF! |  | #REF! | #REF! | #REF! | #REF! |  | #REF! | #REF! | #REF! | #REF! |  | #REF! | #REF! | #REF! | #REF! |  | #REF! | #REF! | #REF! | #REF! |  | #REF! | #REF! | #REF! | #REF! |  | #REF! | #REF! | #REF! | #REF! |  | #REF! | #REF! | #REF! | #REF! |  | #REF! | #REF! | #REF! | #REF! |  | #REF! | #REF! | #REF! | #REF! |  | #REF! | #REF! | #REF! | #REF! |  | #REF! | #REF! | #REF! | #REF! |  | #REF! | #REF! | #REF! | #REF! |  | #REF! | #REF! | #REF! | #REF! |  | #REF! | #REF! | #REF! | #REF! | #REF! | #REF! | #REF! | #REF! |  |  | Signs | #REF! | #REF! | #REF!
[7 empty] | #REF! | #REF! | #REF! | #REF! |  | #REF! | #REF! | #REF! | #REF! |  | #REF! | #REF! | #REF! | #REF! |  | #REF! | #REF! | #REF! | #REF! |  | #REF! | #REF! | #REF! | #REF! |  | #REF! | #REF! | #REF! | #REF! |  | #REF! | #REF! | #REF! | #REF! |  | #REF! | #REF! | #REF! | #REF! |  | #REF! | #REF! | #REF! | #REF! |  | #REF! | #REF! | #REF! | #REF! |  | #REF! | #REF! | #REF! | #REF! |  | #REF! | #REF! | #REF! | #REF! |  | #REF! | #REF! | #REF! | #REF! |  | #REF! | #REF! | #REF! | #REF! |  | #REF! | #REF! | #REF! | #REF! |  | #REF! | #REF! | #REF! | #REF! |  | #REF! | #REF! | #REF! | #REF! |  | #REF! | #REF! | #REF! | #REF! |  | #REF! | #REF! | #REF! | #REF! |  | #REF! | #REF! | #REF! | #REF! |  | #REF! | #REF! | #REF! | #REF! |  | #REF! | #REF! | #REF! | #REF! |  | #REF! | #REF! | #REF! | #REF! |  | #REF! | #REF! | #REF! | #REF! | #REF! | #REF! | #REF! | #REF! |  |  | Signs | #REF! | #REF! | #REF!
[7 empty] | #REF! | #REF! | #REF! | #REF! |  | #REF! | #REF! | #REF! | #REF! |  | #REF! | #REF! | #REF! | #REF! |  | #REF! | #REF! | #REF! | #REF! |  | #REF! | #REF! | #REF! | #REF! |  | #REF! | #REF! | #REF! | #REF! |  | #REF! | #REF! | #REF! | #REF! |  | #REF! | #REF! | #REF! | #REF! |  | #REF! | #REF! | #REF! | #REF! |  | #REF! | #REF! | #REF! | #REF! |  | #REF! | #REF! | #REF! | #REF! |  | #REF! | #REF! | #REF! | #REF! |  | #REF! | #REF! | #REF! | #REF! |  | #REF! | #REF! | #REF! | #REF! |  | #REF! | #REF! | #REF! | #REF! |  | #REF! | #REF! | #REF! | #REF! |  | #REF! | #REF! | #REF! | #REF! |  | #REF! | #REF! | #REF! | #REF! |  | #REF! | #REF! | #REF! | #REF! |  | #REF! | #REF! | #REF! | #REF! |  | #REF! | #REF! | #REF! | #REF! |  | #REF! | #REF! | #REF! | #REF! |  | #REF! | #REF! | #REF! | #REF! |  | #REF! | #REF! | #REF! | #REF! | #REF! | #REF! | #REF! | #REF! |  |  | Signs | #REF! | #REF! | #REF!
[7 empty] | #REF! | #REF! | #REF! | #REF! |  | #REF! | #REF! | #REF! | #REF! |  | #REF! | #REF! | #REF! | #REF! |  | #REF! | #REF! | #REF! | #REF! |  | #REF! | #REF! | #REF! | #REF! |  | #REF! | #REF! | #REF! | #REF! |  | #REF! | #REF! | #REF! | #REF! |  | #REF! | #REF! | #REF! | #REF! |  | #REF! | #REF! | #REF! | #REF! |  | #REF! | #REF! | #REF! | #REF! |  | #REF! | #REF! | #REF! | #REF! |  | #REF! | #REF! | #REF! | #REF! |  | #REF! | #REF! | #REF! | #REF! |  | #REF! | #REF! | #REF! | #REF! |  | #REF! | #REF! | #REF! | #REF! |  | #REF! | #REF! | #REF! | #REF! |  | #REF! | #REF! | #REF! | #REF! |  | #REF! | #REF! | #REF! | #REF! |  | #REF! | #REF! | #REF! | #REF! |  | #REF! | #REF! | #REF! | #REF! |  | #REF! | #REF! | #REF! | #REF! |  | #REF! | #REF! | #REF! | #REF! |  | #REF! | #REF! | #REF! | #REF! |  | #REF! | #REF! | #REF! | #REF! | #REF! | #REF! | #REF! | #REF! |  |  | Signs | #REF! | #REF! | #REF! |  | Low quantity of 8 nr could rise rate.
[7 empty] | #REF! | #REF! | #REF! | #REF! |  | #REF! | #REF! | #REF! | #REF! |  | #REF! | #REF! | #REF! | #REF! |  | #REF! | #REF! | #REF! | #REF! |  | #REF! | #REF! | #REF! | #REF! |  | #REF! | #REF! | #REF! | #REF! |  | #REF! | #REF! | #REF! | #REF! |  | #REF! | #REF! | #REF! | #REF! |  | #REF! | #REF! | #REF! | #REF! |  | #REF! | #REF! | #REF! | #REF! |  | #REF! | #REF! | #REF! | #REF! |  | #REF! | #REF! | #REF! | #REF! |  | #REF! | #REF! | #REF! | #REF! |  | #REF! | #REF! | #REF! | #REF! |  | #REF! | #REF! | #REF! | #REF! |  | #REF! | #REF! | #REF! | #REF! |  | #REF! | #REF! | #REF! | #REF! |  | #REF! | #REF! | #REF! | #REF! |  | #REF! | #REF! | #REF! | #REF! |  | #REF! | #REF! | #REF! | #REF! |  | #REF! | #REF! | #REF! | #REF! |  | #REF! | #REF! | #REF! | #REF! |  | #REF! | #REF! | #REF! | #REF! |  | #REF! | #REF! | #REF! | #REF! | #REF! | #REF! | #REF! | #REF! |  |  | Signs | #REF! | #REF! | #REF!
[7 empty] | #REF! | #REF! | #REF! | #REF! |  | #REF! | #REF! | #REF! | #REF! |  | #REF! | #REF! | #REF! | #REF! |  | #REF! | #REF! | #REF! | #REF! |  | #REF! | #REF! | #REF! | #REF! |  | #REF! | #REF! | #REF! | #REF! |  | #REF! | #REF! | #REF! | #REF! |  | #REF! | #REF! | #REF! | #REF! |  | #REF! | #REF! | #REF! | #REF! |  | #REF! | #REF! | #REF! | #REF! |  | #REF! | #REF! | #REF! | #REF! |  | #REF! | #REF! | #REF! | #REF! |  | #REF! | #REF! | #REF! | #REF! |  | #REF! | #REF! | #REF! | #REF! |  | #REF! | #REF! | #REF! | #REF! |  | #REF! | #REF! | #REF! | #REF! |  | #REF! | #REF! | #REF! | #REF! |  | #REF! | #REF! | #REF! | #REF! |  | #REF! | #REF! | #REF! | #REF! |  | #REF! | #REF! | #REF! | #REF! |  | #REF! | #REF! | #REF! | #REF! |  | #REF! | #REF! | #REF! | #REF! |  | #REF! | #REF! | #REF! | #REF! |  | #REF! | #REF! | #REF! | #REF! | #REF! | #REF! | #REF! | #REF! |  |  | Signs | #REF! | #REF! | #REF!
[7 empty] | #REF! | #REF! | #REF! | #REF! |  | #REF! | #REF! | #REF! | #REF! |  | #REF! | #REF! | #REF! | #REF! |  | #REF! | #REF! | #REF! | #REF! |  | #REF! | #REF! | #REF! | #REF! |  | #REF! | #REF! | #REF! | #REF! |  | #REF! | #REF! | #REF! | #REF! |  | #REF! | #REF! | #REF! | #REF! |  | #REF! | #REF! | #REF! | #REF! |  | #REF! | #REF! | #REF! | #REF! |  | #REF! | #REF! | #REF! | #REF! |  | #REF! | #REF! | #REF! | #REF! |  | #REF! | #REF! | #REF! | #REF! |  | #REF! | #REF! | #REF! | #REF! |  | #REF! | #REF! | #REF! | #REF! |  | #REF! | #REF! | #REF! | #REF! |  | #REF! | #REF! | #REF! | #REF! |  | #REF! | #REF! | #REF! | #REF! |  | #REF! | #REF! | #REF! | #REF! |  | #REF! | #REF! | #REF! | #REF! |  | #REF! | #REF! | #REF! | #REF! |  | #REF! | #REF! | #REF! | #REF! |  | #REF! | #REF! | #REF! | #REF! |  | #REF! | #REF! | #REF! | #REF! | #REF! | #REF! | #REF! | #REF! |  |  | Signs | #REF! | #REF! | #REF!
[7 empty] | #REF! | #REF! | #REF! | #REF! |  | #REF! | #REF! | #REF! | #REF! |  | #REF! | #REF! | #REF! | #REF! |  | #REF! | #REF! | #REF! | #REF! |  | #REF! | #REF! | #REF! | #REF! |  | #REF! | #REF! | #REF! | #REF! |  | #REF! | #REF! | #REF! | #REF! |  | #REF! | #REF! | #REF! | #REF! |  | #REF! | #REF! | #REF! | #REF! |  | #REF! | #REF! | #REF! | #REF! |  | #REF! | #REF! | #REF! | #REF! |  | #REF! | #REF! | #REF! | #REF! |  | #REF! | #REF! | #REF! | #REF! |  | #REF! | #REF! | #REF! | #REF! |  | #REF! | #REF! | #REF! | #REF! |  | #REF! | #REF! | #REF! | #REF! |  | #REF! | #REF! | #REF! | #REF! |  | #REF! | #REF! | #REF! | #REF! |  | #REF! | #REF! | #REF! | #REF! |  | #REF! | #REF! | #REF! | #REF! |  | #REF! | #REF! | #REF! | #REF! |  | #REF! | #REF! | #REF! | #REF! |  | #REF! | #REF! | #REF! | #REF! |  | #REF! | #REF! | #REF! | #REF! | #REF! | #REF! | #REF! | #REF! |  |  | Signs | #REF! | #REF! | #REF!
[7 empty] | #REF! | #REF! | #REF! | #REF! |  | #REF! | #REF! | #REF! | #REF! |  | #REF! | #REF! | #REF! | #REF! |  | #REF! | #REF! | #REF! | #REF! |  | #REF! | #REF! | #REF! | #REF! |  | #REF! | #REF! | #REF! | #REF! |  | #REF! | #REF! | #REF! | #REF! |  | #REF! | #REF! | #REF! | #REF! |  | #REF! | #REF! | #REF! | #REF! |  | #REF! | #REF! | #REF! | #REF! |  | #REF! | #REF! | #REF! | #REF! |  | #REF! | #REF! | #REF! | #REF! |  | #REF! | #REF! | #REF! | #REF! |  | #REF! | #REF! | #REF! | #REF! |  | #REF! | #REF! | #REF! | #REF! |  | #REF! | #REF! | #REF! | #REF! |  | #REF! | #REF! | #REF! | #REF! |  | #REF! | #REF! | #REF! | #REF! |  | #REF! | #REF! | #REF! | #REF! |  | #REF! | #REF! | #REF! | #REF! |  | #REF! | #REF! | #REF! | #REF! |  | #REF! | #REF! | #REF! | #REF! |  | #REF! | #REF! | #REF! | #REF! |  | #REF! | #REF! | #REF! | #REF! | #REF! | #REF! | #REF! | #REF! |  |  | Signs | #REF! | #REF! | #REF!
[7 empty] | #REF! | #REF! | #REF! | #REF! |  | #REF! | #REF! | #REF! | #REF! |  | #REF! | #REF! | #REF! | #REF! |  | #REF! | #REF! | #REF! | #REF! |  | #REF! | #REF! | #REF! | #REF! |  | #REF! | #REF! | #REF! | #REF! |  | #REF! | #REF! | #REF! | #REF! |  | #REF! | #REF! | #REF! | #REF! |  | #REF! | #REF! | #REF! | #REF! |  | #REF! | #REF! | #REF! | #REF! |  | #REF! | #REF! | #REF! | #REF! |  | #REF! | #REF! | #REF! | #REF! |  | #REF! | #REF! | #REF! | #REF! |  | #REF! | #REF! | #REF! | #REF! |  | #REF! | #REF! | #REF! | #REF! |  | #REF! | #REF! | #REF! | #REF! |  | #REF! | #REF! | #REF! | #REF! |  | #REF! | #REF! | #REF! | #REF! |  | #REF! | #REF! | #REF! | #REF! |  | #REF! | #REF! | #REF! | #REF! |  | #REF! | #REF! | #REF! | #REF! |  | #REF! | #REF! | #REF! | #REF! |  | #REF! | #REF! | #REF! | #REF! |  | #REF! | #REF! | #REF! | #REF! | #REF! | #REF! | #REF! | #REF! |  |  | Signs | #REF! | #REF! | #REF!
[7 empty] | #REF! | #REF! | #REF! | #REF! |  | #REF! | #REF! | #REF! | #REF! |  | #REF! | #REF! | #REF! | #REF! |  | #REF! | #REF! | #REF! | #REF! |  | #REF! | #REF! | #REF! | #REF! |  | #REF! | #REF! | #REF! | #REF! |  | #REF! | #REF! | #REF! | #REF! |  | #REF! | #REF! | #REF! | #REF! |  | #REF! | #REF! | #REF! | #REF! |  | #REF! | #REF! | #REF! | #REF! |  | #REF! | #REF! | #REF! | #REF! |  | #REF! | #REF! | #REF! | #REF! |  | #REF! | #REF! | #REF! | #REF! |  | #REF! | #REF! | #REF! | #REF! |  | #REF! | #REF! | #REF! | #REF! |  | #REF! | #REF! | #REF! | #REF! |  | #REF! | #REF! | #REF! | #REF! |  | #REF! | #REF! | #REF! | #REF! |  | #REF! | #REF! | #REF! | #REF! |  | #REF! | #REF! | #REF! | #REF! |  | #REF! | #REF! | #REF! | #REF! |  | #REF! | #REF! | #REF! | #REF! |  | #REF! | #REF! | #REF! | #REF! |  | #REF! | #REF! | #REF! | #REF! | #REF! | #REF! | #REF! | #REF! |  |  | Signs | #REF! | #REF! | #REF!
[7 empty] | #REF! | #REF! | #REF! | #REF! |  | #REF! | #REF! | #REF! | #REF! |  | #REF! | #REF! | #REF! | #REF! |  | #REF! | #REF! | #REF! | #REF! |  | #REF! | #REF! | #REF! | #REF! |  | #REF! | #REF! | #REF! | #REF! |  | #REF! | #REF! | #REF! | #REF! |  | #REF! | #REF! | #REF! | #REF! |  | #REF! | #REF! | #REF! | #REF! |  | #REF! | #REF! | #REF! | #REF! |  | #REF! | #REF! | #REF! | #REF! |  | #REF! | #REF! | #REF! | #REF! |  | #REF! | #REF! | #REF! | #REF! |  | #REF! | #REF! | #REF! | #REF! |  | #REF! | #REF! | #REF! | #REF! |  | #REF! | #REF! | #REF! | #REF! |  | #REF! | #REF! | #REF! | #REF! |  | #REF! | #REF! | #REF! | #REF! |  | #REF! | #REF! | #REF! | #REF! |  | #REF! | #REF! | #REF! | #REF! |  | #REF! | #REF! | #REF! | #REF! |  | #REF! | #REF! | #REF! | #REF! |  | #REF! | #REF! | #REF! | #REF! |  | #REF! | #REF! | #REF! | #REF! | #REF! | #REF! | #REF! | #REF! |  |  | Signs | #REF! | #REF! | #REF!
[7 empty] | #REF! | #REF! | #REF! | #REF! |  | #REF! | #REF! | #REF! | #REF! |  | #REF! | #REF! | #REF! | #REF! |  | #REF! | #REF! | #REF! | #REF! |  | #REF! | #REF! | #REF! | #REF! |  | #REF! | #REF! | #REF! | #REF! |  | #REF! | #REF! | #REF! | #REF! |  | #REF! | #REF! | #REF! | #REF! |  | #REF! | #REF! | #REF! | #REF! |  | #REF! | #REF! | #REF! | #REF! |  | #REF! | #REF! | #REF! | #REF! |  | #REF! | #REF! | #REF! | #REF! |  | #REF! | #REF! | #REF! | #REF! |  | #REF! | #REF! | #REF! | #REF! |  | #REF! | #REF! | #REF! | #REF! |  | #REF! | #REF! | #REF! | #REF! |  | #REF! | #REF! | #REF! | #REF! |  | #REF! | #REF! | #REF! | #REF! |  | #REF! | #REF! | #REF! | #REF! |  | #REF! | #REF! | #REF! | #REF! |  | #REF! | #REF! | #REF! | #REF! |  | #REF! | #REF! | #REF! | #REF! |  | #REF! | #REF! | #REF! | #REF! |  | #REF! | #REF! | #REF! | #REF! | #REF! | #REF! | #REF! | #REF! |  |  | Signs | #REF! | #REF! | #REF!
[7 empty] | #REF! | #REF! | #REF! | #REF! |  | #REF! | #REF! | #REF! | #REF! |  | #REF! | #REF! | #REF! | #REF! |  | #REF! | #REF! | #REF! | #REF! |  | #REF! | #REF! | #REF! | #REF! |  | #REF! | #REF! | #REF! | #REF! |  | #REF! | #REF! | #REF! | #REF! |  | #REF! | #REF! | #REF! | #REF! |  | #REF! | #REF! | #REF! | #REF! |  | #REF! | #REF! | #REF! | #REF! |  | #REF! | #REF! | #REF! | #REF! |  | #REF! | #REF! | #REF! | #REF! |  | #REF! | #REF! | #REF! | #REF! |  | #REF! | #REF! | #REF! | #REF! |  | #REF! | #REF! | #REF! | #REF! |  | #REF! | #REF! | #REF! | #REF! |  | #REF! | #REF! | #REF! | #REF! |  | #REF! | #REF! | #REF! | #REF! |  | #REF! | #REF! | #REF! | #REF! |  | #REF! | #REF! | #REF! | #REF! |  | #REF! | #REF! | #REF! | #REF! |  | #REF! | #REF! | #REF! | #REF! |  | #REF! | #REF! | #REF! | #REF! |  | #REF! | #REF! | #REF! | #REF! | #REF! | #REF! | #REF! | #REF! |  |  | Signs | #REF! | #REF! | #REF!
[7 empty] | #REF! | #REF! | #REF! | #REF! |  | #REF! | #REF! | #REF! | #REF! |  | #REF! | #REF! | #REF! | #REF! |  | #REF! | #REF! | #REF! | #REF! |  | #REF! | #REF! | #REF! | #REF! |  | #REF! | #REF! | #REF! | #REF! |  | #REF! | #REF! | #REF! | #REF! |  | #REF! | #REF! | #REF! | #REF! |  | #REF! | #REF! | #REF! | #REF! |  | #REF! | #REF! | #REF! | #REF! |  | #REF! | #REF! | #REF! | #REF! |  | #REF! | #REF! | #REF! | #REF! |  | #REF! | #REF! | #REF! | #REF! |  | #REF! | #REF! | #REF! | #REF! |  | #REF! | #REF! | #REF! | #REF! |  | #REF! | #REF! | #REF! | #REF! |  | #REF! | #REF! | #REF! | #REF! |  | #REF! | #REF! | #REF! | #REF! |  | #REF! | #REF! | #REF! | #REF! |  | #REF! | #REF! | #REF! | #REF! |  | #REF! | #REF! | #REF! | #REF! |  | #REF! | #REF! | #REF! | #REF! |  | #REF! | #REF! | #REF! | #REF! |  | #REF! | #REF! | #REF! | #REF! | #REF! | #REF! | #REF! | #REF! |  |  | Signs | #REF! | #REF! | #REF!
[7 empty] | #REF! | #REF! | #REF! | #REF! |  | #REF! | #REF! | #REF! | #REF! |  | #REF! | #REF! | #REF! | #REF! |  | #REF! | #REF! | #REF! | #REF! |  | #REF! | #REF! | #REF! | #REF! |  | #REF! | #REF! | #REF! | #REF! |  | #REF! | #REF! | #REF! | #REF! |  | #REF! | #REF! | #REF! | #REF! |  | #REF! | #REF! | #REF! | #REF! |  | #REF! | #REF! | #REF! | #REF! |  | #REF! | #REF! | #REF! | #REF! |  | #REF! | #REF! | #REF! | #REF! |  | #REF! | #REF! | #REF! | #REF! |  | #REF! | #REF! | #REF! | #REF! |  | #REF! | #REF! | #REF! | #REF! |  | #REF! | #REF! | #REF! | #REF! |  | #REF! | #REF! | #REF! | #REF! |  | #REF! | #REF! | #REF! | #REF! |  | #REF! | #REF! | #REF! | #REF! |  | #REF! | #REF! | #REF! | #REF! |  | #REF! | #REF! | #REF! | #REF! |  | #REF! | #REF! | #REF! | #REF! |  | #REF! | #REF! | #REF! | #REF! |  | #REF! | #REF! | #REF! | #REF! | #REF! | #REF! | #REF! | #REF! |  |  | Signs | #REF! | #REF! | #REF!
[7 empty] | #REF! | #REF! | #REF! | #REF! |  | #REF! | #REF! | #REF! | #REF! |  | #REF! | #REF! | #REF! | #REF! |  | #REF! | #REF! | #REF! | #REF! |  | #REF! | #REF! | #REF! | #REF! |  | #REF! | #REF! | #REF! | #REF! |  | #REF! | #REF! | #REF! | #REF! |  | #REF! | #REF! | #REF! | #REF! |  | #REF! | #REF! | #REF! | #REF! |  | #REF! | #REF! | #REF! | #REF! |  | #REF! | #REF! | #REF! | #REF! |  | #REF! | #REF! | #REF! | #REF! |  | #REF! | #REF! | #REF! | #REF! |  | #REF! | #REF! | #REF! | #REF! |  | #REF! | #REF! | #REF! | #REF! |  | #REF! | #REF! | #REF! | #REF! |  | #REF! | #REF! | #REF! | #REF! |  | #REF! | #REF! | #REF! | #REF! |  | #REF! | #REF! | #REF! | #REF! |  | #REF! | #REF! | #REF! | #REF! |  | #REF! | #REF! | #REF! | #REF! |  | #REF! | #REF! | #REF! | #REF! |  | #REF! | #REF! | #REF! | #REF! |  | #REF! | #REF! | #REF! | #REF! | #REF! | #REF! | #REF! | #REF! |  |  | Signs | #REF! | #REF! | #REF!
[7 empty] | #REF! | #REF! | #REF! | #REF! |  | #REF! | #REF! | #REF! | #REF! |  | #REF! | #REF! | #REF! | #REF! |  | #REF! | #REF! | #REF! | #REF! |  | #REF! | #REF! | #REF! | #REF! |  | #REF! | #REF! | #REF! | #REF! |  | #REF! | #REF! | #REF! | #REF! |  | #REF! | #REF! | #REF! | #REF! |  | #REF! | #REF! | #REF! | #REF! |  | #REF! | #REF! | #REF! | #REF! |  | #REF! | #REF! | #REF! | #REF! |  | #REF! | #REF! | #REF! | #REF! |  | #REF! | #REF! | #REF! | #REF! |  | #REF! | #REF! | #REF! | #REF! |  | #REF! | #REF! | #REF! | #REF! |  | #REF! | #REF! | #REF! | #REF! |  | #REF! | #REF! | #REF! | #REF! |  | #REF! | #REF! | #REF! | #REF! |  | #REF! | #REF! | #REF! | #REF! |  | #REF! | #REF! | #REF! | #REF! |  | #REF! | #REF! | #REF! | #REF! |  | #REF! | #REF! | #REF! | #REF! |  | #REF! | #REF! | #REF! | #REF! |  | #REF! | #REF! | #REF! | #REF! | #REF! | #REF! | #REF! | #REF! |  |  | Signs | #REF! | #REF! | #REF!
[7 empty] | #REF! | #REF! | #REF! | #REF! |  | #REF! | #REF! | #REF! | #REF! |  | #REF! | #REF! | #REF! | #REF! |  | #REF! | #REF! | #REF! | #REF! |  | #REF! | #REF! | #REF! | #REF! |  | #REF! | #REF! | #REF! | #REF! |  | #REF! | #REF! | #REF! | #REF! |  | #REF! | #REF! | #REF! | #REF! |  | #REF! | #REF! | #REF! | #REF! |  | #REF! | #REF! | #REF! | #REF! |  | #REF! | #REF! | #REF! | #REF! |  | #REF! | #REF! | #REF! | #REF! |  | #REF! | #REF! | #REF! | #REF! |  | #REF! | #REF! | #REF! | #REF! |  | #REF! | #REF! | #REF! | #REF! |  | #REF! | #REF! | #REF! | #REF! |  | #REF! | #REF! | #REF! | #REF! |  | #REF! | #REF! | #REF! | #REF! |  | #REF! | #REF! | #REF! | #REF! |  | #REF! | #REF! | #REF! | #REF! |  | #REF! | #REF! | #REF! | #REF! |  | #REF! | #REF! | #REF! | #REF! |  | #REF! | #REF! | #REF! | #REF! |  | #REF! | #REF! | #REF! | #REF! | #REF! | #REF! | #REF! | #REF! |  |  | Signs | #REF! | #REF! | #REF!
[7 empty] | #REF! | #REF! | #REF! | #REF! |  | #REF! | #REF! | #REF! | #REF! |  | #REF! | #REF! | #REF! | #REF! |  | #REF! | #REF! | #REF! | #REF! |  | #REF! | #REF! | #REF! | #REF! |  | #REF! | #REF! | #REF! | #REF! |  | #REF! | #REF! | #REF! | #REF! |  | #REF! | #REF! | #REF! | #REF! |  | #REF! | #REF! | #REF! | #REF! |  | #REF! | #REF! | #REF! | #REF! |  | #REF! | #REF! | #REF! | #REF! |  | #REF! | #REF! | #REF! | #REF! |  | #REF! | #REF! | #REF! | #REF! |  | #REF! | #REF! | #REF! | #REF! |  | #REF! | #REF! | #REF! | #REF! |  | #REF! | #REF! | #REF! | #REF! |  | #REF! | #REF! | #REF! | #REF! |  | #REF! | #REF! | #REF! | #REF! |  | #REF! | #REF! | #REF! | #REF! |  | #REF! | #REF! | #REF! | #REF! |  | #REF! | #REF! | #REF! | #REF! |  | #REF! | #REF! | #REF! | #REF! |  | #REF! | #REF! | #REF! | #REF! |  | #REF! | #REF! | #REF! | #REF! | #REF! | #REF! | #REF! | #REF! |  |  | Signs | #REF! | #REF! | #REF!
[7 empty] | #REF! | #REF! | #REF! | #REF! |  | #REF! | #REF! | #REF! | #REF! |  | #REF! | #REF! | #REF! | #REF! |  | #REF! | #REF! | #REF! | #REF! |  | #REF! | #REF! | #REF! | #REF! |  | #REF! | #REF! | #REF! | #REF! |  | #REF! | #REF! | #REF! | #REF! |  | #REF! | #REF! | #REF! | #REF! |  | #REF! | #REF! | #REF! | #REF! |  | #REF! | #REF! | #REF! | #REF! |  | #REF! | #REF! | #REF! | #REF! |  | #REF! | #REF! | #REF! | #REF! |  | #REF! | #REF! | #REF! | #REF! |  | #REF! | #REF! | #REF! | #REF! |  | #REF! | #REF! | #REF! | #REF! |  | #REF! | #REF! | #REF! | #REF! |  | #REF! | #REF! | #REF! | #REF! |  | #REF! | #REF! | #REF! | #REF! |  | #REF! | #REF! | #REF! | #REF! |  | #REF! | #REF! | #REF! | #REF! |  | #REF! | #REF! | #REF! | #REF! |  | #REF! | #REF! | #REF! | #REF! |  | #REF! | #REF! | #REF! | #REF! |  | #REF! | #REF! | #REF! | #REF! | #REF! | #REF! | #REF! | #REF! |  |  | Signs | #REF! | #REF! | #REF!
[7 empty] | #REF! | #REF! | #REF! | #REF! |  | #REF! | #REF! | #REF! | #REF! |  | #REF! | #REF! | #REF! | #REF! |  | #REF! | #REF! | #REF! | #REF! |  | #REF! | #REF! | #REF! | #REF! |  | #REF! | #REF! | #REF! | #REF! |  | #REF! | #REF! | #REF! | #REF! |  | #REF! | #REF! | #REF! | #REF! |  | #REF! | #REF! | #REF! | #REF! |  | #REF! | #REF! | #REF! | #REF! |  | #REF! | #REF! | #REF! | #REF! |  | #REF! | #REF! | #REF! | #REF! |  | #REF! | #REF! | #REF! | #REF! |  | #REF! | #REF! | #REF! | #REF! |  | #REF! | #REF! | #REF! | #REF! |  | #REF! | #REF! | #REF! | #REF! |  | #REF! | #REF! | #REF! | #REF! |  | #REF! | #REF! | #REF! | #REF! |  | #REF! | #REF! | #REF! | #REF! |  | #REF! | #REF! | #REF! | #REF! |  | #REF! | #REF! | #REF! | #REF! |  | #REF! | #REF! | #REF! | #REF! |  | #REF! | #REF! | #REF! | #REF! |  | #REF! | #REF! | #REF! | #REF! | #REF! | #REF! | #REF! | #REF! |  |  | Signs | #REF! | #REF! | #REF!
[7 empty] | #REF! | #REF! | #REF! | #REF! |  | #REF! | #REF! | #REF! | #REF! |  | #REF! | #REF! | #REF! | #REF! |  | #REF! | #REF! | #REF! | #REF! |  | #REF! | #REF! | #REF! | #REF! |  | #REF! | #REF! | #REF! | #REF! |  | #REF! | #REF! | #REF! | #REF! |  | #REF! | #REF! | #REF! | #REF! |  | #REF! | #REF! | #REF! | #REF! |  | #REF! | #REF! | #REF! | #REF! |  | #REF! | #REF! | #REF! | #REF! |  | #REF! | #REF! | #REF! | #REF! |  | #REF! | #REF! | #REF! | #REF! |  | #REF! | #REF! | #REF! | #REF! |  | #REF! | #REF! | #REF! | #REF! |  | #REF! | #REF! | #REF! | #REF! |  | #REF! | #REF! | #REF! | #REF! |  | #REF! | #REF! | #REF! | #REF! |  | #REF! | #REF! | #REF! | #REF! |  | #REF! | #REF! | #REF! | #REF! |  | #REF! | #REF! | #REF! | #REF! |  | #REF! | #REF! | #REF! | #REF! |  | #REF! | #REF! | #REF! | #REF! |  | #REF! | #REF! | #REF! | #REF! | #REF! | #REF! | #REF! | #REF! |  |  | Signs | #REF! | #REF! | #REF!
[7 empty] | #REF! | #REF! | #REF! | #REF! |  | #REF! | #REF! | #REF! | #REF! |  | #REF! | #REF! | #REF! | #REF! |  | #REF! | #REF! | #REF! | #REF! |  | #REF! | #REF! | #REF! | #REF! |  | #REF! | #REF! | #REF! | #REF! |  | #REF! | #REF! | #REF! | #REF! |  | #REF! | #REF! | #REF! | #REF! |  | #REF! | #REF! | #REF! | #REF! |  | #REF! | #REF! | #REF! | #REF! |  | #REF! | #REF! | #REF! | #REF! |  | #REF! | #REF! | #REF! | #REF! |  | #REF! | #REF! | #REF! | #REF! |  | #REF! | #REF! | #REF! | #REF! |  | #REF! | #REF! | #REF! | #REF! |  | #REF! | #REF! | #REF! | #REF! |  | #REF! | #REF! | #REF! | #REF! |  | #REF! | #REF! | #REF! | #REF! |  | #REF! | #REF! | #REF! | #REF! |  | #REF! | #REF! | #REF! | #REF! |  | #REF! | #REF! | #REF! | #REF! |  | #REF! | #REF! | #REF! | #REF! |  | #REF! | #REF! | #REF! | #REF! |  | #REF! | #REF! | #REF! | #REF! | #REF! | #REF! | #REF! | #REF! |  |  | Signs | #REF! | #REF! | #REF!
[7 empty] | #REF! | #REF! | #REF! | #REF! |  | #REF! | #REF! | #REF! | #REF! |  | #REF! | #REF! | #REF! | #REF! |  | #REF! | #REF! | #REF! | #REF! |  | #REF! | #REF! | #REF! | #REF! |  | #REF! | #REF! | #REF! | #REF! |  | #REF! | #REF! | #REF! | #REF! |  | #REF! | #REF! | #REF! | #REF! |  | #REF! | #REF! | #REF! | #REF! |  | #REF! | #REF! | #REF! | #REF! |  | #REF! | #REF! | #REF! | #REF! |  | #REF! | #REF! | #REF! | #REF! |  | #REF! | #REF! | #REF! | #REF! |  | #REF! | #REF! | #REF! | #REF! |  | #REF! | #REF! | #REF! | #REF! |  | #REF! | #REF! | #REF! | #REF! |  | #REF! | #REF! | #REF! | #REF! |  | #REF! | #REF! | #REF! | #REF! |  | #REF! | #REF! | #REF! | #REF! |  | #REF! | #REF! | #REF! | #REF! |  | #REF! | #REF! | #REF! | #REF! |  | #REF! | #REF! | #REF! | #REF! |  | #REF! | #REF! | #REF! | #REF! |  | #REF! | #REF! | #REF! | #REF! | #REF! | #REF! | #REF! | #REF! |  |  | Signs | #REF! | #REF! | #REF!
[7 empty] | #REF! | #REF! | #REF! | #REF! |  | #REF! | #REF! | #REF! | #REF! |  | #REF! | #REF! | #REF! | #REF! |  | #REF! | #REF! | #REF! | #REF! |  | #REF! | #REF! | #REF! | #REF! |  | #REF! | #REF! | #REF! | #REF! |  | #REF! | #REF! | #REF! | #REF! |  | #REF! | #REF! | #REF! | #REF! |  | #REF! | #REF! | #REF! | #REF! |  | #REF! | #REF! | #REF! | #REF! |  | #REF! | #REF! | #REF! | #REF! |  | #REF! | #REF! | #REF! | #REF! |  | #REF! | #REF! | #REF! | #REF! |  | #REF! | #REF! | #REF! | #REF! |  | #REF! | #REF! | #REF! | #REF! |  | #REF! | #REF! | #REF! | #REF! |  | #REF! | #REF! | #REF! | #REF! |  | #REF! | #REF! | #REF! | #REF! |  | #REF! | #REF! | #REF! | #REF! |  | #REF! | #REF! | #REF! | #REF! |  | #REF! | #REF! | #REF! | #REF! |  | #REF! | #REF! | #REF! | #REF! |  | #REF! | #REF! | #REF! | #REF! |  | #REF! | #REF! | #REF! | #REF! | #REF! | #REF! | #REF! | #REF! |  |  | Signs | #REF! | #REF! | #REF!
[7 empty] | #REF! | #REF! | #REF! | #REF! |  | #REF! | #REF! | #REF! | #REF! |  | #REF! | #REF! | #REF! | #REF! |  | #REF! | #REF! | #REF! | #REF! |  | #REF! | #REF! | #REF! | #REF! |  | #REF! | #REF! | #REF! | #REF! |  | #REF! | #REF! | #REF! | #REF! |  | #REF! | #REF! | #REF! | #REF! |  | #REF! | #REF! | #REF! | #REF! |  | #REF! | #REF! | #REF! | #REF! |  | #REF! | #REF! | #REF! | #REF! |  | #REF! | #REF! | #REF! | #REF! |  | #REF! | #REF! | #REF! | #REF! |  | #REF! | #REF! | #REF! | #REF! |  | #REF! | #REF! | #REF! | #REF! |  | #REF! | #REF! | #REF! | #REF! |  | #REF! | #REF! | #REF! | #REF! |  | #REF! | #REF! | #REF! | #REF! |  | #REF! | #REF! | #REF! | #REF! |  | #REF! | #REF! | #REF! | #REF! |  | #REF! | #REF! | #REF! | #REF! |  | #REF! | #REF! | #REF! | #REF! |  | #REF! | #REF! | #REF! | #REF! |  | #REF! | #REF! | #REF! | #REF! | #REF! | #REF! | #REF! | #REF! |  |  | Signs | #REF! | #REF! | #REF!
[7 empty] | #REF! | #REF! | #REF! | #REF! |  | #REF! | #REF! | #REF! | #REF! |  | #REF! | #REF! | #REF! | #REF! |  | #REF! | #REF! | #REF! | #REF! |  | #REF! | #REF! | #REF! | #REF! |  | #REF! | #REF! | #REF! | #REF! |  | #REF! | #REF! | #REF! | #REF! |  | #REF! | #REF! | #REF! | #REF! |  | #REF! | #REF! | #REF! | #REF! |  | #REF! | #REF! | #REF! | #REF! |  | #REF! | #REF! | #REF! | #REF! |  | #REF! | #REF! | #REF! | #REF! |  | #REF! | #REF! | #REF! | #REF! |  | #REF! | #REF! | #REF! | #REF! |  | #REF! | #REF! | #REF! | #REF! |  | #REF! | #REF! | #REF! | #REF! |  | #REF! | #REF! | #REF! | #REF! |  | #REF! | #REF! | #REF! | #REF! |  | #REF! | #REF! | #REF! | #REF! |  | #REF! | #REF! | #REF! | #REF! |  | #REF! | #REF! | #REF! | #REF! |  | #REF! | #REF! | #REF! | #REF! |  | #REF! | #REF! | #REF! | #REF! |  | #REF! | #REF! | #REF! | #REF! | #REF! | #REF! | #REF! | #REF! |  |  | Signs | #REF! | #REF! | #REF!
[7 empty] | #REF! | #REF! | #REF! | #REF! |  | #REF! | #REF! | #REF! | #REF! |  | #REF! | #REF! | #REF! | #REF! |  | #REF! | #REF! | #REF! | #REF! |  | #REF! | #REF! | #REF! | #REF! |  | #REF! | #REF! | #REF! | #REF! |  | #REF! | #REF! | #REF! | #REF! |  | #REF! | #REF! | #REF! | #REF! |  | #REF! | #REF! | #REF! | #REF! |  | #REF! | #REF! | #REF! | #REF! |  | #REF! | #REF! | #REF! | #REF! |  | #REF! | #REF! | #REF! | #REF! |  | #REF! | #REF! | #REF! | #REF! |  | #REF! | #REF! | #REF! | #REF! |  | #REF! | #REF! | #REF! | #REF! |  | #REF! | #REF! | #REF! | #REF! |  | #REF! | #REF! | #REF! | #REF! |  | #REF! | #REF! | #REF! | #REF! |  | #REF! | #REF! | #REF! | #REF! |  | #REF! | #REF! | #REF! | #REF! |  | #REF! | #REF! | #REF! | #REF! |  | #REF! | #REF! | #REF! | #REF! |  | #REF! | #REF! | #REF! | #REF! |  | #REF! | #REF! | #REF! | #REF! | #REF! | #REF! | #REF! | #REF! |  |  | Signs | #REF! | #REF! | #REF!
[7 empty] | #REF! | #REF! | #REF! | #REF! |  | #REF! | #REF! | #REF! | #REF! |  | #REF! | #REF! | #REF! | #REF! |  | #REF! | #REF! | #REF! | #REF! |  | #REF! | #REF! | #REF! | #REF! |  | #REF! | #REF! | #REF! | #REF! |  | #REF! | #REF! | #REF! | #REF! |  | #REF! | #REF! | #REF! | #REF! |  | #REF! | #REF! | #REF! | #REF! |  | #REF! | #REF! | #REF! | #REF! |  | #REF! | #REF! | #REF! | #REF! |  | #REF! | #REF! | #REF! | #REF! |  | #REF! | #REF! | #REF! | #REF! |  | #REF! | #REF! | #REF! | #REF! |  | #REF! | #REF! | #REF! | #REF! |  | #REF! | #REF! | #REF! | #REF! |  | #REF! | #REF! | #REF! | #REF! |  | #REF! | #REF! | #REF! | #REF! |  | #REF! | #REF! | #REF! | #REF! |  | #REF! | #REF! | #REF! | #REF! |  | #REF! | #REF! | #REF! | #REF! |  | #REF! | #REF! | #REF! | #REF! |  | #REF! | #REF! | #REF! | #REF! |  | #REF! | #REF! | #REF! | #REF! | #REF! | #REF! | #REF! | #REF! |  |  | Signs | #REF! | #REF! | #REF!
[7 empty] | #REF! | #REF! | #REF! | #REF! |  | #REF! | #REF! | #REF! | #REF! |  | #REF! | #REF! | #REF! | #REF! |  | #REF! | #REF! | #REF! | #REF! |  | #REF! | #REF! | #REF! | #REF! |  | #REF! | #REF! | #REF! | #REF! |  | #REF! | #REF! | #REF! | #REF! |  | #REF! | #REF! | #REF! | #REF! |  | #REF! | #REF! | #REF! | #REF! |  | #REF! | #REF! | #REF! | #REF! |  | #REF! | #REF! | #REF! | #REF! |  | #REF! | #REF! | #REF! | #REF! |  | #REF! | #REF! | #REF! | #REF! |  | #REF! | #REF! | #REF! | #REF! |  | #REF! | #REF! | #REF! | #REF! |  | #REF! | #REF! | #REF! | #REF! |  | #REF! | #REF! | #REF! | #REF! |  | #REF! | #REF! | #REF! | #REF! |  | #REF! | #REF! | #REF! | #REF! |  | #REF! | #REF! | #REF! | #REF! |  | #REF! | #REF! | #REF! | #REF! |  | #REF! | #REF! | #REF! | #REF! |  | #REF! | #REF! | #REF! | #REF! |  | #REF! | #REF! | #REF! | #REF! | #REF! | #REF! | #REF! | #REF! |  |  | Signs | #REF! | #REF! | #REF!
[7 empty] | #REF! | #REF! | #REF! | #REF! |  | #REF! | #REF! | #REF! | #REF! |  | #REF! | #REF! | #REF! | #REF! |  | #REF! | #REF! | #REF! | #REF! |  | #REF! | #REF! | #REF! | #REF! |  | #REF! | #REF! | #REF! | #REF! |  | #REF! | #REF! | #REF! | #REF! |  | #REF! | #REF! | #REF! | #REF! |  | #REF! | #REF! | #REF! | #REF! |  | #REF! | #REF! | #REF! | #REF! |  | #REF! | #REF! | #REF! | #REF! |  | #REF! | #REF! | #REF! | #REF! |  | #REF! | #REF! | #REF! | #REF! |  | #REF! | #REF! | #REF! | #REF! |  | #REF! | #REF! | #REF! | #REF! |  | #REF! | #REF! | #REF! | #REF! |  | #REF! | #REF! | #REF! | #REF! |  | #REF! | #REF! | #REF! | #REF! |  | #REF! | #REF! | #REF! | #REF! |  | #REF! | #REF! | #REF! | #REF! |  | #REF! | #REF! | #REF! | #REF! |  | #REF! | #REF! | #REF! | #REF! |  | #REF! | #REF! | #REF! | #REF! |  | #REF! | #REF! | #REF! | #REF! | #REF! | #REF! | #REF! | #REF! |  |  | Signs | #REF! | #REF! | #REF!
[7 empty] | #REF! | #REF! | #REF! | #REF! |  | #REF! | #REF! | #REF! | #REF! |  | #REF! | #REF! | #REF! | #REF! |  | #REF! | #REF! | #REF! | #REF! |  | #REF! | #REF! | #REF! | #REF! |  | #REF! | #REF! | #REF! | #REF! |  | #REF! | #REF! | #REF! | #REF! |  | #REF! | #REF! | #REF! | #REF! |  | #REF! | #REF! | #REF! | #REF! |  | #REF! | #REF! | #REF! | #REF! |  | #REF! | #REF! | #REF! | #REF! |  | #REF! | #REF! | #REF! | #REF! |  | #REF! | #REF! | #REF! | #REF! |  | #REF! | #REF! | #REF! | #REF! |  | #REF! | #REF! | #REF! | #REF! |  | #REF! | #REF! | #REF! | #REF! |  | #REF! | #REF! | #REF! | #REF! |  | #REF! | #REF! | #REF! | #REF! |  | #REF! | #REF! | #REF! | #REF! |  | #REF! | #REF! | #REF! | #REF! |  | #REF! | #REF! | #REF! | #REF! |  | #REF! | #REF! | #REF! | #REF! |  | #REF! | #REF! | #REF! | #REF! |  | #REF! | #REF! | #REF! | #REF! | #REF! | #REF! | #REF! | #REF! |  |  | Signs | #REF! | #REF! | #REF!
[7 empty] | #REF! | #REF! | #REF! | #REF! |  | #REF! | #REF! | #REF! | #REF! |  | #REF! | #REF! | #REF! | #REF! |  | #REF! | #REF! | #REF! | #REF! |  | #REF! | #REF! | #REF! | #REF! |  | #REF! | #REF! | #REF! | #REF! |  | #REF! | #REF! | #REF! | #REF! |  | #REF! | #REF! | #REF! | #REF! |  | #REF! | #REF! | #REF! | #REF! |  | #REF! | #REF! | #REF! | #REF! |  | #REF! | #REF! | #REF! | #REF! |  | #REF! | #REF! | #REF! | #REF! |  | #REF! | #REF! | #REF! | #REF! |  | #REF! | #REF! | #REF! | #REF! |  | #REF! | #REF! | #REF! | #REF! |  | #REF! | #REF! | #REF! | #REF! |  | #REF! | #REF! | #REF! | #REF! |  | #REF! | #REF! | #REF! | #REF! |  | #REF! | #REF! | #REF! | #REF! |  | #REF! | #REF! | #REF! | #REF! |  | #REF! | #REF! | #REF! | #REF! |  | #REF! | #REF! | #REF! | #REF! |  | #REF! | #REF! | #REF! | #REF! |  | #REF! | #REF! | #REF! | #REF! | #REF! | #REF! | #REF! | #REF! |  |  | Signs | #REF! | #REF! | #REF!
[7 empty] | #REF! | #REF! | #REF! | #REF! |  | #REF! | #REF! | #REF! | #REF! |  | #REF! | #REF! | #REF! | #REF! |  | #REF! | #REF! | #REF! | #REF! |  | #REF! | #REF! | #REF! | #REF! |  | #REF! | #REF! | #REF! | #REF! |  | #REF! | #REF! | #REF! | #REF! |  | #REF! | #REF! | #REF! | #REF! |  | #REF! | #REF! | #REF! | #REF! |  | #REF! | #REF! | #REF! | #REF! |  | #REF! | #REF! | #REF! | #REF! |  | #REF! | #REF! | #REF! | #REF! |  | #REF! | #REF! | #REF! | #REF! |  | #REF! | #REF! | #REF! | #REF! |  | #REF! | #REF! | #REF! | #REF! |  | #REF! | #REF! | #REF! | #REF! |  | #REF! | #REF! | #REF! | #REF! |  | #REF! | #REF! | #REF! | #REF! |  | #REF! | #REF! | #REF! | #REF! |  | #REF! | #REF! | #REF! | #REF! |  | #REF! | #REF! | #REF! | #REF! |  | #REF! | #REF! | #REF! | #REF! |  | #REF! | #REF! | #REF! | #REF! |  | #REF! | #REF! | #REF! | #REF! | #REF! | #REF! | #REF! | #REF! |  |  | Signs | #REF! | #REF! | #REF!
[7 empty] | #REF! | #REF! | #REF! | #REF! |  | #REF! | #REF! | #REF! | #REF! |  | #REF! | #REF! | #REF! | #REF! |  | #REF! | #REF! | #REF! | #REF! |  | #REF! | #REF! | #REF! | #REF! |  | #REF! | #REF! | #REF! | #REF! |  | #REF! | #REF! | #REF! | #REF! |  | #REF! | #REF! | #REF! | #REF! |  | #REF! | #REF! | #REF! | #REF! |  | #REF! | #REF! | #REF! | #REF! |  | #REF! | #REF! | #REF! | #REF! |  | #REF! | #REF! | #REF! | #REF! |  | #REF! | #REF! | #REF! | #REF! |  | #REF! | #REF! | #REF! | #REF! |  | #REF! | #REF! | #REF! | #REF! |  | #REF! | #REF! | #REF! | #REF! |  | #REF! | #REF! | #REF! | #REF! |  | #REF! | #REF! | #REF! | #REF! |  | #REF! | #REF! | #REF! | #REF! |  | #REF! | #REF! | #REF! | #REF! |  | #REF! | #REF! | #REF! | #REF! |  | #REF! | #REF! | #REF! | #REF! |  | #REF! | #REF! | #REF! | #REF! |  | #REF! | #REF! | #REF! | #REF! | #REF! | #REF! | #REF! | #REF! |  |  | Signs | #REF! | #REF! | #REF!
[7 empty] | #REF! | #REF! | #REF! | #REF! |  | #REF! | #REF! | #REF! | #REF! |  | #REF! | #REF! | #REF! | #REF! |  | #REF! | #REF! | #REF! | #REF! |  | #REF! | #REF! | #REF! | #REF! |  | #REF! | #REF! | #REF! | #REF! |  | #REF! | #REF! | #REF! | #REF! |  | #REF! | #REF! | #REF! | #REF! |  | #REF! | #REF! | #REF! | #REF! |  | #REF! | #REF! | #REF! | #REF! |  | #REF! | #REF! | #REF! | #REF! |  | #REF! | #REF! | #REF! | #REF! |  | #REF! | #REF! | #REF! | #REF! |  | #REF! | #REF! | #REF! | #REF! |  | #REF! | #REF! | #REF! | #REF! |  | #REF! | #REF! | #REF! | #REF! |  | #REF! | #REF! | #REF! | #REF! |  | #REF! | #REF! | #REF! | #REF! |  | #REF! | #REF! | #REF! | #REF! |  | #REF! | #REF! | #REF! | #REF! |  | #REF! | #REF! | #REF! | #REF! |  | #REF! | #REF! | #REF! | #REF! |  | #REF! | #REF! | #REF! | #REF! |  | #REF! | #REF! | #REF! | #REF! | #REF! | #REF! | #REF! | #REF! |  |  | Signs | #REF! | #REF! | #REF!
[7 empty] | #REF! | #REF! | #REF! | #REF! |  | #REF! | #REF! | #REF! | #REF! |  | #REF! | #REF! | #REF! | #REF! |  | #REF! | #REF! | #REF! | #REF! |  | #REF! | #REF! | #REF! | #REF! |  | #REF! | #REF! | #REF! | #REF! |  | #REF! | #REF! | #REF! | #REF! |  | #REF! | #REF! | #REF! | #REF! |  | #REF! | #REF! | #REF! | #REF! |  | #REF! | #REF! | #REF! | #REF! |  | #REF! | #REF! | #REF! | #REF! |  | #REF! | #REF! | #REF! | #REF! |  | #REF! | #REF! | #REF! | #REF! |  | #REF! | #REF! | #REF! | #REF! |  | #REF! | #REF! | #REF! | #REF! |  | #REF! | #REF! | #REF! | #REF! |  | #REF! | #REF! | #REF! | #REF! |  | #REF! | #REF! | #REF! | #REF! |  | #REF! | #REF! | #REF! | #REF! |  | #REF! | #REF! | #REF! | #REF! |  | #REF! | #REF! | #REF! | #REF! |  | #REF! | #REF! | #REF! | #REF! |  | #REF! | #REF! | #REF! | #REF! |  | #REF! | #REF! | #REF! | #REF! | #REF! | #REF! | #REF! | #REF! |  |  | Signs | #REF! | #REF! | #REF!
[7 empty] | #REF! | #REF! | #REF! | #REF! |  | #REF! | #REF! | #REF! | #REF! |  | #REF! | #REF! | #REF! | #REF! |  | #REF! | #REF! | #REF! | #REF! |  | #REF! | #REF! | #REF! | #REF! |  | #REF! | #REF! | #REF! | #REF! |  | #REF! | #REF! | #REF! | #REF! |  | #REF! | #REF! | #REF! | #REF! |  | #REF! | #REF! | #REF! | #REF! |  | #REF! | #REF! | #REF! | #REF! |  | #REF! | #REF! | #REF! | #REF! |  | #REF! | #REF! | #REF! | #REF! |  | #REF! | #REF! | #REF! | #REF! |  | #REF! | #REF! | #REF! | #REF! |  | #REF! | #REF! | #REF! | #REF! |  | #REF! | #REF! | #REF! | #REF! |  | #REF! | #REF! | #REF! | #REF! |  | #REF! | #REF! | #REF! | #REF! |  | #REF! | #REF! | #REF! | #REF! |  | #REF! | #REF! | #REF! | #REF! |  | #REF! | #REF! | #REF! | #REF! |  | #REF! | #REF! | #REF! | #REF! |  | #REF! | #REF! | #REF! | #REF! |  | #REF! | #REF! | #REF! | #REF! | #REF! | #REF! | #REF! | #REF! |  |  | Signs | #REF! | #REF! | #REF!
[7 empty] | #REF! | #REF! | #REF! | #REF! |  | #REF! | #REF! | #REF! | #REF! |  | #REF! | #REF! | #REF! | #REF! |  | #REF! | #REF! | #REF! | #REF! |  | #REF! | #REF! | #REF! | #REF! |  | #REF! | #REF! | #REF! | #REF! |  | #REF! | #REF! | #REF! | #REF! |  | #REF! | #REF! | #REF! | #REF! |  | #REF! | #REF! | #REF! | #REF! |  | #REF! | #REF! | #REF! | #REF! |  | #REF! | #REF! | #REF! | #REF! |  | #REF! | #REF! | #REF! | #REF! |  | #REF! | #REF! | #REF! | #REF! |  | #REF! | #REF! | #REF! | #REF! |  | #REF! | #REF! | #REF! | #REF! |  | #REF! | #REF! | #REF! | #REF! |  | #REF! | #REF! | #REF! | #REF! |  | #REF! | #REF! | #REF! | #REF! |  | #REF! | #REF! | #REF! | #REF! |  | #REF! | #REF! | #REF! | #REF! |  | #REF! | #REF! | #REF! | #REF! |  | #REF! | #REF! | #REF! | #REF! |  | #REF! | #REF! | #REF! | #REF! |  | #REF! | #REF! | #REF! | #REF! | #REF! | #REF! | #REF! | #REF! |  |  | Signs | #REF! | #REF! | #REF!
[7 empty] | #REF! | #REF! | #REF! | #REF! |  | #REF! | #REF! | #REF! | #REF! |  | #REF! | #REF! | #REF! | #REF! |  | #REF! | #REF! | #REF! | #REF! |  | #REF! | #REF! | #REF! | #REF! |  | #REF! | #REF! | #REF! | #REF! |  | #REF! | #REF! | #REF! | #REF! |  | #REF! | #REF! | #REF! | #REF! |  | #REF! | #REF! | #REF! | #REF! |  | #REF! | #REF! | #REF! | #REF! |  | #REF! | #REF! | #REF! | #REF! |  | #REF! | #REF! | #REF! | #REF! |  | #REF! | #REF! | #REF! | #REF! |  | #REF! | #REF! | #REF! | #REF! |  | #REF! | #REF! | #REF! | #REF! |  | #REF! | #REF! | #REF! | #REF! |  | #REF! | #REF! | #REF! | #REF! |  | #REF! | #REF! | #REF! | #REF! |  | #REF! | #REF! | #REF! | #REF! |  | #REF! | #REF! | #REF! | #REF! |  | #REF! | #REF! | #REF! | #REF! |  | #REF! | #REF! | #REF! | #REF! |  | #REF! | #REF! | #REF! | #REF! |  | #REF! | #REF! | #REF! | #REF! | #REF! | #REF! | #REF! | #REF! |  |  | Signs | #REF! | #REF! | #REF!
[7 empty] | #REF! | #REF! | #REF! | #REF! |  | #REF! | #REF! | #REF! | #REF! |  | #REF! | #REF! | #REF! | #REF! |  | #REF! | #REF! | #REF! | #REF! |  | #REF! | #REF! | #REF! | #REF! |  | #REF! | #REF! | #REF! | #REF! |  | #REF! | #REF! | #REF! | #REF! |  | #REF! | #REF! | #REF! | #REF! |  | #REF! | #REF! | #REF! | #REF! |  | #REF! | #REF! | #REF! | #REF! |  | #REF! | #REF! | #REF! | #REF! |  | #REF! | #REF! | #REF! | #REF! |  | #REF! | #REF! | #REF! | #REF! |  | #REF! | #REF! | #REF! | #REF! |  | #REF! | #REF! | #REF! | #REF! |  | #REF! | #REF! | #REF! | #REF! |  | #REF! | #REF! | #REF! | #REF! |  | #REF! | #REF! | #REF! | #REF! |  | #REF! | #REF! | #REF! | #REF! |  | #REF! | #REF! | #REF! | #REF! |  | #REF! | #REF! | #REF! | #REF! |  | #REF! | #REF! | #REF! | #REF! |  | #REF! | #REF! | #REF! | #REF! |  | #REF! | #REF! | #REF! | #REF! | #REF! | #REF! | #REF! | #REF! |  |  | Signs | #REF! | #REF! | #REF!
[7 empty] | #REF! | #REF! | #REF! | #REF! |  | #REF! | #REF! | #REF! | #REF! |  | #REF! | #REF! | #REF! | #REF! |  | #REF! | #REF! | #REF! | #REF! |  | #REF! | #REF! | #REF! | #REF! |  | #REF! | #REF! | #REF! | #REF! |  | #REF! | #REF! | #REF! | #REF! |  | #REF! | #REF! | #REF! | #REF! |  | #REF! | #REF! | #REF! | #REF! |  | #REF! | #REF! | #REF! | #REF! |  | #REF! | #REF! | #REF! | #REF! |  | #REF! | #REF! | #REF! | #REF! |  | #REF! | #REF! | #REF! | #REF! |  | #REF! | #REF! | #REF! | #REF! |  | #REF! | #REF! | #REF! | #REF! |  | #REF! | #REF! | #REF! | #REF! |  | #REF! | #REF! | #REF! | #REF! |  | #REF! | #REF! | #REF! | #REF! |  | #REF! | #REF! | #REF! | #REF! |  | #REF! | #REF! | #REF! | #REF! |  | #REF! | #REF! | #REF! | #REF! |  | #REF! | #REF! | #REF! | #REF! |  | #REF! | #REF! | #REF! | #REF! |  | #REF! | #REF! | #REF! | #REF! | #REF! | #REF! | #REF! | #REF! |  |  | Signs | #REF! | #REF! | #REF!
[7 empty] | #REF! | #REF! | #REF! | #REF! |  | #REF! | #REF! | #REF! | #REF! |  | #REF! | #REF! | #REF! | #REF! |  | #REF! | #REF! | #REF! | #REF! |  | #REF! | #REF! | #REF! | #REF! |  | #REF! | #REF! | #REF! | #REF! |  | #REF! | #REF! | #REF! | #REF! |  | #REF! | #REF! | #REF! | #REF! |  | #REF! | #REF! | #REF! | #REF! |  | #REF! | #REF! | #REF! | #REF! |  | #REF! | #REF! | #REF! | #REF! |  | #REF! | #REF! | #REF! | #REF! |  | #REF! | #REF! | #REF! | #REF! |  | #REF! | #REF! | #REF! | #REF! |  | #REF! | #REF! | #REF! | #REF! |  | #REF! | #REF! | #REF! | #REF! |  | #REF! | #REF! | #REF! | #REF! |  | #REF! | #REF! | #REF! | #REF! |  | #REF! | #REF! | #REF! | #REF! |  | #REF! | #REF! | #REF! | #REF! |  | #REF! | #REF! | #REF! | #REF! |  | #REF! | #REF! | #REF! | #REF! |  | #REF! | #REF! | #REF! | #REF! |  | #REF! | #REF! | #REF! | #REF! | #REF! | #REF! | #REF! | #REF! |  |  | No Amendment | #REF! | #REF! | #REF!
[7 empty] | #REF! | #REF! | #REF! | #REF! |  | #REF! | #REF! | #REF! | #REF! |  | #REF! | #REF! | #REF! | #REF! |  | #REF! | #REF! | #REF! | #REF! |  | #REF! | #REF! | #REF! | #REF! |  | #REF! | #REF! | #REF! | #REF! |  | #REF! | #REF! | #REF! | #REF! |  | #REF! | #REF! | #REF! | #REF! |  | #REF! | #REF! | #REF! | #REF! |  | #REF! | #REF! | #REF! | #REF! |  | #REF! | #REF! | #REF! | #REF! |  | #REF! | #REF! | #REF! | #REF! |  | #REF! | #REF! | #REF! | #REF! |  | #REF! | #REF! | #REF! | #REF! |  | #REF! | #REF! | #REF! | #REF! |  | #REF! | #REF! | #REF! | #REF! |  | #REF! | #REF! | #REF! | #REF! |  | #REF! | #REF! | #REF! | #REF! |  | #REF! | #REF! | #REF! | #REF! |  | #REF! | #REF! | #REF! | #REF! |  | #REF! | #REF! | #REF! | #REF! |  | #REF! | #REF! | #REF! | #REF! |  | #REF! | #REF! | #REF! | #REF! |  | #REF! | #REF! | #REF! | #REF! | #REF! | #REF! | #REF! | #REF! |  |  | No Amendment | #REF! | #REF! | #REF!
[7 empty] | #REF! | #REF! | #REF! | #REF! |  | #REF! | #REF! | #REF! | #REF! |  | #REF! | #REF! | #REF! | #REF! |  | #REF! | #REF! | #REF! | #REF! |  | #REF! | #REF! | #REF! | #REF! |  | #REF! | #REF! | #REF! | #REF! |  | #REF! | #REF! | #REF! | #REF! |  | #REF! | #REF! | #REF! | #REF! |  | #REF! | #REF! | #REF! | #REF! |  | #REF! | #REF! | #REF! | #REF! |  | #REF! | #REF! | #REF! | #REF! |  | #REF! | #REF! | #REF! | #REF! |  | #REF! | #REF! | #REF! | #REF! |  | #REF! | #REF! | #REF! | #REF! |  | #REF! | #REF! | #REF! | #REF! |  | #REF! | #REF! | #REF! | #REF! |  | #REF! | #REF! | #REF! | #REF! |  | #REF! | #REF! | #REF! | #REF! |  | #REF! | #REF! | #REF! | #REF! |  | #REF! | #REF! | #REF! | #REF! |  | #REF! | #REF! | #REF! | #REF! |  | #REF! | #REF! | #REF! | #REF! |  | #REF! | #REF! | #REF! | #REF! |  | #REF! | #REF! | #REF! | #REF! | #REF! | #REF! | #REF! | #REF! |  |  | No Amendment | #REF! | #REF! | #REF!
[7 empty] | #REF! | #REF! | #REF! | #REF! |  | #REF! | #REF! | #REF! | #REF! |  | #REF! | #REF! | #REF! | #REF! |  | #REF! | #REF! | #REF! | #REF! |  | #REF! | #REF! | #REF! | #REF! |  | #REF! | #REF! | #REF! | #REF! |  | #REF! | #REF! | #REF! | #REF! |  | #REF! | #REF! | #REF! | #REF! |  | #REF! | #REF! | #REF! | #REF! |  | #REF! | #REF! | #REF! | #REF! |  | #REF! | #REF! | #REF! | #REF! |  | #REF! | #REF! | #REF! | #REF! |  | #REF! | #REF! | #REF! | #REF! |  | #REF! | #REF! | #REF! | #REF! |  | #REF! | #REF! | #REF! | #REF! |  | #REF! | #REF! | #REF! | #REF! |  | #REF! | #REF! | #REF! | #REF! |  | #REF! | #REF! | #REF! | #REF! |  | #REF! | #REF! | #REF! | #REF! |  | #REF! | #REF! | #REF! | #REF! |  | #REF! | #REF! | #REF! | #REF! |  | #REF! | #REF! | #REF! | #REF! |  | #REF! | #REF! | #REF! | #REF! |  | #REF! | #REF! | #REF! | #REF! | #REF! | #REF! | #REF! | #REF! |  |  | No Amendment | #REF! | #REF! | #REF!
[7 empty] | #REF! | #REF! | #REF! | #REF! |  | #REF! | #REF! | #REF! | #REF! |  | #REF! | #REF! | #REF! | #REF! |  | #REF! | #REF! | #REF! | #REF! |  | #REF! | #REF! | #REF! | #REF! |  | #REF! | #REF! | #REF! | #REF! |  | #REF! | #REF! | #REF! | #REF! |  | #REF! | #REF! | #REF! | #REF! |  | #REF! | #REF! | #REF! | #REF! |  | #REF! | #REF! | #REF! | #REF! |  | #REF! | #REF! | #REF! | #REF! |  | #REF! | #REF! | #REF! | #REF! |  | #REF! | #REF! | #REF! | #REF! |  | #REF! | #REF! | #REF! | #REF! |  | #REF! | #REF! | #REF! | #REF! |  | #REF! | #REF! | #REF! | #REF! |  | #REF! | #REF! | #REF! | #REF! |  | #REF! | #REF! | #REF! | #REF! |  | #REF! | #REF! | #REF! | #REF! |  | #REF! | #REF! | #REF! | #REF! |  | #REF! | #REF! | #REF! | #REF! |  | #REF! | #REF! | #REF! | #REF! |  | #REF! | #REF! | #REF! | #REF! |  | #REF! | #REF! | #REF! | #REF! | #REF! | #REF! | #REF! | #REF! |  |  | No Amendment | #REF! | #REF! | #REF!
[7 empty] | #REF! | #REF! | #REF! | #REF! |  | #REF! | #REF! | #REF! | #REF! |  | #REF! | #REF! | #REF! | #REF! |  | #REF! | #REF! | #REF! | #REF! |  | #REF! | #REF! | #REF! | #REF! |  | #REF! | #REF! | #REF! | #REF! |  | #REF! | #REF! | #REF! | #REF! |  | #REF! | #REF! | #REF! | #REF! |  | #REF! | #REF! | #REF! | #REF! |  | #REF! | #REF! | #REF! | #REF! |  | #REF! | #REF! | #REF! | #REF! |  | #REF! | #REF! | #REF! | #REF! |  | #REF! | #REF! | #REF! | #REF! |  | #REF! | #REF! | #REF! | #REF! |  | #REF! | #REF! | #REF! | #REF! |  | #REF! | #REF! | #REF! | #REF! |  | #REF! | #REF! | #REF! | #REF! |  | #REF! | #REF! | #REF! | #REF! |  | #REF! | #REF! | #REF! | #REF! |  | #REF! | #REF! | #REF! | #REF! |  | #REF! | #REF! | #REF! | #REF! |  | #REF! | #REF! | #REF! | #REF! |  | #REF! | #REF! | #REF! | #REF! |  | #REF! | #REF! | #REF! | #REF! | #REF! | #REF! | #REF! | #REF! |  |  | No Amendment | #REF! | #REF! | #REF!
[7 empty] | #REF! | #REF! | #REF! | #REF! |  | #REF! | #REF! | #REF! | #REF! |  | #REF! | #REF! | #REF! | #REF! |  | #REF! | #REF! | #REF! | #REF! |  | #REF! | #REF! | #REF! | #REF! |  | #REF! | #REF! | #REF! | #REF! |  | #REF! | #REF! | #REF! | #REF! |  | #REF! | #REF! | #REF! | #REF! |  | #REF! | #REF! | #REF! | #REF! |  | #REF! | #REF! | #REF! | #REF! |  | #REF! | #REF! | #REF! | #REF! |  | #REF! | #REF! | #REF! | #REF! |  | #REF! | #REF! | #REF! | #REF! |  | #REF! | #REF! | #REF! | #REF! |  | #REF! | #REF! | #REF! | #REF! |  | #REF! | #REF! | #REF! | #REF! |  | #REF! | #REF! | #REF! | #REF! |  | #REF! | #REF! | #REF! | #REF! |  | #REF! | #REF! | #REF! | #REF! |  | #REF! | #REF! | #REF! | #REF! |  | #REF! | #REF! | #REF! | #REF! |  | #REF! | #REF! | #REF! | #REF! |  | #REF! | #REF! | #REF! | #REF! |  | #REF! | #REF! | #REF! | #REF! | #REF! | #REF! | #REF! | #REF! |  |  | No Amendment | #REF! | #REF! | #REF!
[7 empty] | #REF! | #REF! | #REF! | #REF! |  | #REF! | #REF! | #REF! | #REF! |  | #REF! | #REF! | #REF! | #REF! |  | #REF! | #REF! | #REF! | #REF! |  | #REF! | #REF! | #REF! | #REF! |  | #REF! | #REF! | #REF! | #REF! |  | #REF! | #REF! | #REF! | #REF! |  | #REF! | #REF! | #REF! | #REF! |  | #REF! | #REF! | #REF! | #REF! |  | #REF! | #REF! | #REF! | #REF! |  | #REF! | #REF! | #REF! | #REF! |  | #REF! | #REF! | #REF! | #REF! |  | #REF! | #REF! | #REF! | #REF! |  | #REF! | #REF! | #REF! | #REF! |  | #REF! | #REF! | #REF! | #REF! |  | #REF! | #REF! | #REF! | #REF! |  | #REF! | #REF! | #REF! | #REF! |  | #REF! | #REF! | #REF! | #REF! |  | #REF! | #REF! | #REF! | #REF! |  | #REF! | #REF! | #REF! | #REF! |  | #REF! | #REF! | #REF! | #REF! |  | #REF! | #REF! | #REF! | #REF! |  | #REF! | #REF! | #REF! | #REF! |  | #REF! | #REF! | #REF! | #REF! | #REF! | #REF! | #REF! | #REF! |  |  | No Amendment | #REF! | #REF! | #REF!
[7 empty] | #REF! | #REF! | #REF! | #REF! |  | #REF! | #REF! | #REF! | #REF! |  | #REF! | #REF! | #REF! | #REF! |  | #REF! | #REF! | #REF! | #REF! |  | #REF! | #REF! | #REF! | #REF! |  | #REF! | #REF! | #REF! | #REF! |  | #REF! | #REF! | #REF! | #REF! |  | #REF! | #REF! | #REF! | #REF! |  | #REF! | #REF! | #REF! | #REF! |  | #REF! | #REF! | #REF! | #REF! |  | #REF! | #REF! | #REF! | #REF! |  | #REF! | #REF! | #REF! | #REF! |  | #REF! | #REF! | #REF! | #REF! |  | #REF! | #REF! | #REF! | #REF! |  | #REF! | #REF! | #REF! | #REF! |  | #REF! | #REF! | #REF! | #REF! |  | #REF! | #REF! | #REF! | #REF! |  | #REF! | #REF! | #REF! | #REF! |  | #REF! | #REF! | #REF! | #REF! |  | #REF! | #REF! | #REF! | #REF! |  | #REF! | #REF! | #REF! | #REF! |  | #REF! | #REF! | #REF! | #REF! |  | #REF! | #REF! | #REF! | #REF! |  | #REF! | #REF! | #REF! | #REF! | #REF! | #REF! | #REF! | #REF! |  |  | No Amendment | #REF! | #REF! | #REF!
[7 empty] | #REF! | #REF! | #REF! | #REF! |  | #REF! | #REF! | #REF! | #REF! |  | #REF! | #REF! | #REF! | #REF! |  | #REF! | #REF! | #REF! | #REF! |  | #REF! | #REF! | #REF! | #REF! |  | #REF! | #REF! | #REF! | #REF! |  | #REF! | #REF! | #REF! | #REF! |  | #REF! | #REF! | #REF! | #REF! |  | #REF! | #REF! | #REF! | #REF! |  | #REF! | #REF! | #REF! | #REF! |  | #REF! | #REF! | #REF! | #REF! |  | #REF! | #REF! | #REF! | #REF! |  | #REF! | #REF! | #REF! | #REF! |  | #REF! | #REF! | #REF! | #REF! |  | #REF! | #REF! | #REF! | #REF! |  | #REF! | #REF! | #REF! | #REF! |  | #REF! | #REF! | #REF! | #REF! |  | #REF! | #REF! | #REF! | #REF! |  | #REF! | #REF! | #REF! | #REF! |  | #REF! | #REF! | #REF! | #REF! |  | #REF! | #REF! | #REF! | #REF! |  | #REF! | #REF! | #REF! | #REF! |  | #REF! | #REF! | #REF! | #REF! |  | #REF! | #REF! | #REF! | #REF! | #REF! | #REF! | #REF! | #REF! |  |  | No Amendment | #REF! | #REF! | #REF!
[7 empty] | #REF! | #REF! | #REF! | #REF! |  | #REF! | #REF! | #REF! | #REF! |  | #REF! | #REF! | #REF! | #REF! |  | #REF! | #REF! | #REF! | #REF! |  | #REF! | #REF! | #REF! | #REF! |  | #REF! | #REF! | #REF! | #REF! |  | #REF! | #REF! | #REF! | #REF! |  | #REF! | #REF! | #REF! | #REF! |  | #REF! | #REF! | #REF! | #REF! |  | #REF! | #REF! | #REF! | #REF! |  | #REF! | #REF! | #REF! | #REF! |  | #REF! | #REF! | #REF! | #REF! |  | #REF! | #REF! | #REF! | #REF! |  | #REF! | #REF! | #REF! | #REF! |  | #REF! | #REF! | #REF! | #REF! |  | #REF! | #REF! | #REF! | #REF! |  | #REF! | #REF! | #REF! | #REF! |  | #REF! | #REF! | #REF! | #REF! |  | #REF! | #REF! | #REF! | #REF! |  | #REF! | #REF! | #REF! | #REF! |  | #REF! | #REF! | #REF! | #REF! |  | #REF! | #REF! | #REF! | #REF! |  | #REF! | #REF! | #REF! | #REF! |  | #REF! | #REF! | #REF! | #REF! | #REF! | #REF! | #REF! | #REF! |  |  | No Amendment | #REF! | #REF! | #REF!
[7 empty] | #REF! | #REF! | #REF! | #REF! |  | #REF! | #REF! | #REF! | #REF! |  | #REF! | #REF! | #REF! | #REF! |  | #REF! | #REF! | #REF! | #REF! |  | #REF! | #REF! | #REF! | #REF! |  | #REF! | #REF! | #REF! | #REF! |  | #REF! | #REF! | #REF! | #REF! |  | #REF! | #REF! | #REF! | #REF! |  | #REF! | #REF! | #REF! | #REF! |  | #REF! | #REF! | #REF! | #REF! |  | #REF! | #REF! | #REF! | #REF! |  | #REF! | #REF! | #REF! | #REF! |  | #REF! | #REF! | #REF! | #REF! |  | #REF! | #REF! | #REF! | #REF! |  | #REF! | #REF! | #REF! | #REF! |  | #REF! | #REF! | #REF! | #REF! |  | #REF! | #REF! | #REF! | #REF! |  | #REF! | #REF! | #REF! | #REF! |  | #REF! | #REF! | #REF! | #REF! |  | #REF! | #REF! | #REF! | #REF! |  | #REF! | #REF! | #REF! | #REF! |  | #REF! | #REF! | #REF! | #REF! |  | #REF! | #REF! | #REF! | #REF! |  | #REF! | #REF! | #REF! | #REF! | #REF! | #REF! | #REF! | #REF! |  |  | No Amendment | #REF! | #REF! | #REF!
[7 empty] | #REF! | #REF! | #REF! | #REF! |  | #REF! | #REF! | #REF! | #REF! |  | #REF! | #REF! | #REF! | #REF! |  | #REF! | #REF! | #REF! | #REF! |  | #REF! | #REF! | #REF! | #REF! |  | #REF! | #REF! | #REF! | #REF! |  | #REF! | #REF! | #REF! | #REF! |  | #REF! | #REF! | #REF! | #REF! |  | #REF! | #REF! | #REF! | #REF! |  | #REF! | #REF! | #REF! | #REF! |  | #REF! | #REF! | #REF! | #REF! |  | #REF! | #REF! | #REF! | #REF! |  | #REF! | #REF! | #REF! | #REF! |  | #REF! | #REF! | #REF! | #REF! |  | #REF! | #REF! | #REF! | #REF! |  | #REF! | #REF! | #REF! | #REF! |  | #REF! | #REF! | #REF! | #REF! |  | #REF! | #REF! | #REF! | #REF! |  | #REF! | #REF! | #REF! | #REF! |  | #REF! | #REF! | #REF! | #REF! |  | #REF! | #REF! | #REF! | #REF! |  | #REF! | #REF! | #REF! | #REF! |  | #REF! | #REF! | #REF! | #REF! |  | #REF! | #REF! | #REF! | #REF! | #REF! | #REF! | #REF! | #REF! |  |  | No Amendment | #REF! | #REF! | #REF!
[7 empty] | #REF! | #REF! | #REF! | #REF! |  | #REF! | #REF! | #REF! | #REF! |  | #REF! | #REF! | #REF! | #REF! |  | #REF! | #REF! | #REF! | #REF! |  | #REF! | #REF! | #REF! | #REF! |  | #REF! | #REF! | #REF! | #REF! |  | #REF! | #REF! | #REF! | #REF! |  | #REF! | #REF! | #REF! | #REF! |  | #REF! | #REF! | #REF! | #REF! |  | #REF! | #REF! | #REF! | #REF! |  | #REF! | #REF! | #REF! | #REF! |  | #REF! | #REF! | #REF! | #REF! |  | #REF! | #REF! | #REF! | #REF! |  | #REF! | #REF! | #REF! | #REF! |  | #REF! | #REF! | #REF! | #REF! |  | #REF! | #REF! | #REF! | #REF! |  | #REF! | #REF! | #REF! | #REF! |  | #REF! | #REF! | #REF! | #REF! |  | #REF! | #REF! | #REF! | #REF! |  | #REF! | #REF! | #REF! | #REF! |  | #REF! | #REF! | #REF! | #REF! |  | #REF! | #REF! | #REF! | #REF! |  | #REF! | #REF! | #REF! | #REF! |  | #REF! | #REF! | #REF! | #REF! | #REF! | #REF! | #REF! | #REF! |  |  | No Amendment | #REF! | #REF! | #REF!
[7 empty] | #REF! | #REF! | #REF! | #REF! |  | #REF! | #REF! | #REF! | #REF! |  | #REF! | #REF! | #REF! | #REF! |  | #REF! | #REF! | #REF! | #REF! |  | #REF! | #REF! | #REF! | #REF! |  | #REF! | #REF! | #REF! | #REF! |  | #REF! | #REF! | #REF! | #REF! |  | #REF! | #REF! | #REF! | #REF! |  | #REF! | #REF! | #REF! | #REF! |  | #REF! | #REF! | #REF! | #REF! |  | #REF! | #REF! | #REF! | #REF! |  | #REF! | #REF! | #REF! | #REF! |  | #REF! | #REF! | #REF! | #REF! |  | #REF! | #REF! | #REF! | #REF! |  | #REF! | #REF! | #REF! | #REF! |  | #REF! | #REF! | #REF! | #REF! |  | #REF! | #REF! | #REF! | #REF! |  | #REF! | #REF! | #REF! | #REF! |  | #REF! | #REF! | #REF! | #REF! |  | #REF! | #REF! | #REF! | #REF! |  | #REF! | #REF! | #REF! | #REF! |  | #REF! | #REF! | #REF! | #REF! |  | #REF! | #REF! | #REF! | #REF! |  | #REF! | #REF! | #REF! | #REF! | #REF! | #REF! | #REF! | #REF! |  |  | No Amendment | #REF! | #REF! | #REF!
[7 empty] | #REF! | #REF! | #REF! | #REF! |  | #REF! | #REF! | #REF! | #REF! |  | #REF! | #REF! | #REF! | #REF! |  | #REF! | #REF! | #REF! | #REF! |  | #REF! | #REF! | #REF! | #REF! |  | #REF! | #REF! | #REF! | #REF! |  | #REF! | #REF! | #REF! | #REF! |  | #REF! | #REF! | #REF! | #REF! |  | #REF! | #REF! | #REF! | #REF! |  | #REF! | #REF! | #REF! | #REF! |  | #REF! | #REF! | #REF! | #REF! |  | #REF! | #REF! | #REF! | #REF! |  | #REF! | #REF! | #REF! | #REF! |  | #REF! | #REF! | #REF! | #REF! |  | #REF! | #REF! | #REF! | #REF! |  | #REF! | #REF! | #REF! | #REF! |  | #REF! | #REF! | #REF! | #REF! |  | #REF! | #REF! | #REF! | #REF! |  | #REF! | #REF! | #REF! | #REF! |  | #REF! | #REF! | #REF! | #REF! |  | #REF! | #REF! | #REF! | #REF! |  | #REF! | #REF! | #REF! | #REF! |  | #REF! | #REF! | #REF! | #REF! |  | #REF! | #REF! | #REF! | #REF! | #REF! | #REF! | #REF! | #REF! |  |  | No Amendment | #REF! | #REF! | #REF!
[7 empty] | #REF! | #REF! | #REF! | #REF! |  | #REF! | #REF! | #REF! | #REF! |  | #REF! | #REF! | #REF! | #REF! |  | #REF! | #REF! | #REF! | #REF! |  | #REF! | #REF! | #REF! | #REF! |  | #REF! | #REF! | #REF! | #REF! |  | #REF! | #REF! | #REF! | #REF! |  | #REF! | #REF! | #REF! | #REF! |  | #REF! | #REF! | #REF! | #REF! |  | #REF! | #REF! | #REF! | #REF! |  | #REF! | #REF! | #REF! | #REF! |  | #REF! | #REF! | #REF! | #REF! |  | #REF! | #REF! | #REF! | #REF! |  | #REF! | #REF! | #REF! | #REF! |  | #REF! | #REF! | #REF! | #REF! |  | #REF! | #REF! | #REF! | #REF! |  | #REF! | #REF! | #REF! | #REF! |  | #REF! | #REF! | #REF! | #REF! |  | #REF! | #REF! | #REF! | #REF! |  | #REF! | #REF! | #REF! | #REF! |  | #REF! | #REF! | #REF! | #REF! |  | #REF! | #REF! | #REF! | #REF! |  | #REF! | #REF! | #REF! | #REF! |  | #REF! | #REF! | #REF! | #REF! | #REF! | #REF! | #REF! | #REF! |  |  | No Amendment | #REF! | #REF! | #REF!
[7 empty] | #REF! | #REF! | #REF! | #REF! |  | #REF! | #REF! | #REF! | #REF! |  | #REF! | #REF! | #REF! | #REF! |  | #REF! | #REF! | #REF! | #REF! |  | #REF! | #REF! | #REF! | #REF! |  | #REF! | #REF! | #REF! | #REF! |  | #REF! | #REF! | #REF! | #REF! |  | #REF! | #REF! | #REF! | #REF! |  | #REF! | #REF! | #REF! | #REF! |  | #REF! | #REF! | #REF! | #REF! |  | #REF! | #REF! | #REF! | #REF! |  | #REF! | #REF! | #REF! | #REF! |  | #REF! | #REF! | #REF! | #REF! |  | #REF! | #REF! | #REF! | #REF! |  | #REF! | #REF! | #REF! | #REF! |  | #REF! | #REF! | #REF! | #REF! |  | #REF! | #REF! | #REF! | #REF! |  | #REF! | #REF! | #REF! | #REF! |  | #REF! | #REF! | #REF! | #REF! |  | #REF! | #REF! | #REF! | #REF! |  | #REF! | #REF! | #REF! | #REF! |  | #REF! | #REF! | #REF! | #REF! |  | #REF! | #REF! | #REF! | #REF! |  | #REF! | #REF! | #REF! | #REF! | #REF! | #REF! | #REF! | #REF! |  |  | No Amendment | #REF! | #REF! | #REF!
[7 empty] | #REF! | #REF! | #REF! | #REF! |  | #REF! | #REF! | #REF! | #REF! |  | #REF! | #REF! | #REF! | #REF! |  | #REF! | #REF! | #REF! | #REF! |  | #REF! | #REF! | #REF! | #REF! |  | #REF! | #REF! | #REF! | #REF! |  | #REF! | #REF! | #REF! | #REF! |  | #REF! | #REF! | #REF! | #REF! |  | #REF! | #REF! | #REF! | #REF! |  | #REF! | #REF! | #REF! | #REF! |  | #REF! | #REF! | #REF! | #REF! |  | #REF! | #REF! | #REF! | #REF! |  | #REF! | #REF! | #REF! | #REF! |  | #REF! | #REF! | #REF! | #REF! |  | #REF! | #REF! | #REF! | #REF! |  | #REF! | #REF! | #REF! | #REF! |  | #REF! | #REF! | #REF! | #REF! |  | #REF! | #REF! | #REF! | #REF! |  | #REF! | #REF! | #REF! | #REF! |  | #REF! | #REF! | #REF! | #REF! |  | #REF! | #REF! | #REF! | #REF! |  | #REF! | #REF! | #REF! | #REF! |  | #REF! | #REF! | #REF! | #REF! |  | #REF! | #REF! | #REF! | #REF! | #REF! | #REF! | #REF! | #REF! |  |  | No Amendment | #REF! | #REF! | #REF!
[7 empty] | #REF! | #REF! | #REF! | #REF! |  | #REF! | #REF! | #REF! | #REF! |  | #REF! | #REF! | #REF! | #REF! |  | #REF! | #REF! | #REF! | #REF! |  | #REF! | #REF! | #REF! | #REF! |  | #REF! | #REF! | #REF! | #REF! |  | #REF! | #REF! | #REF! | #REF! |  | #REF! | #REF! | #REF! | #REF! |  | #REF! | #REF! | #REF! | #REF! |  | #REF! | #REF! | #REF! | #REF! |  | #REF! | #REF! | #REF! | #REF! |  | #REF! | #REF! | #REF! | #REF! |  | #REF! | #REF! | #REF! | #REF! |  | #REF! | #REF! | #REF! | #REF! |  | #REF! | #REF! | #REF! | #REF! |  | #REF! | #REF! | #REF! | #REF! |  | #REF! | #REF! | #REF! | #REF! |  | #REF! | #REF! | #REF! | #REF! |  | #REF! | #REF! | #REF! | #REF! |  | #REF! | #REF! | #REF! | #REF! |  | #REF! | #REF! | #REF! | #REF! |  | #REF! | #REF! | #REF! | #REF! |  | #REF! | #REF! | #REF! | #REF! |  | #REF! | #REF! | #REF! | #REF! | #REF! | #REF! | #REF! | #REF! |  |  | No Amendment | #REF! | #REF! | #REF!
[7 empty] | #REF! | #REF! | #REF! | #REF! |  | #REF! | #REF! | #REF! | #REF! |  | #REF! | #REF! | #REF! | #REF! |  | #REF! | #REF! | #REF! | #REF! |  | #REF! | #REF! | #REF! | #REF! |  | #REF! | #REF! | #REF! | #REF! |  | #REF! | #REF! | #REF! | #REF! |  | #REF! | #REF! | #REF! | #REF! |  | #REF! | #REF! | #REF! | #REF! |  | #REF! | #REF! | #REF! | #REF! |  | #REF! | #REF! | #REF! | #REF! |  | #REF! | #REF! | #REF! | #REF! |  | #REF! | #REF! | #REF! | #REF! |  | #REF! | #REF! | #REF! | #REF! |  | #REF! | #REF! | #REF! | #REF! |  | #REF! | #REF! | #REF! | #REF! |  | #REF! | #REF! | #REF! | #REF! |  | #REF! | #REF! | #REF! | #REF! |  | #REF! | #REF! | #REF! | #REF! |  | #REF! | #REF! | #REF! | #REF! |  | #REF! | #REF! | #REF! | #REF! |  | #REF! | #REF! | #REF! | #REF! |  | #REF! | #REF! | #REF! | #REF! |  | #REF! | #REF! | #REF! | #REF! | #REF! | #REF! | #REF! | #REF! |  |  | No Amendment | #REF! | #REF! | #REF!
[7 empty] | #REF! | #REF! | #REF! | #REF! |  | #REF! | #REF! | #REF! | #REF! |  | #REF! | #REF! | #REF! | #REF! |  | #REF! | #REF! | #REF! | #REF! |  | #REF! | #REF! | #REF! | #REF! |  | #REF! | #REF! | #REF! | #REF! |  | #REF! | #REF! | #REF! | #REF! |  | #REF! | #REF! | #REF! | #REF! |  | #REF! | #REF! | #REF! | #REF! |  | #REF! | #REF! | #REF! | #REF! |  | #REF! | #REF! | #REF! | #REF! |  | #REF! | #REF! | #REF! | #REF! |  | #REF! | #REF! | #REF! | #REF! |  | #REF! | #REF! | #REF! | #REF! |  | #REF! | #REF! | #REF! | #REF! |  | #REF! | #REF! | #REF! | #REF! |  | #REF! | #REF! | #REF! | #REF! |  | #REF! | #REF! | #REF! | #REF! |  | #REF! | #REF! | #REF! | #REF! |  | #REF! | #REF! | #REF! | #REF! |  | #REF! | #REF! | #REF! | #REF! |  | #REF! | #REF! | #REF! | #REF! |  | #REF! | #REF! | #REF! | #REF! |  | #REF! | #REF! | #REF! | #REF! | #REF! | #REF! | #REF! | #REF! |  |  | No Amendment | #REF! | #REF! | #REF!
[7 empty] | #REF! | #REF! | #REF! | #REF! |  | #REF! | #REF! | #REF! | #REF! |  | #REF! | #REF! | #REF! | #REF! |  | #REF! | #REF! | #REF! | #REF! |  | #REF! | #REF! | #REF! | #REF! |  | #REF! | #REF! | #REF! | #REF! |  | #REF! | #REF! | #REF! | #REF! |  | #REF! | #REF! | #REF! | #REF! |  | #REF! | #REF! | #REF! | #REF! |  | #REF! | #REF! | #REF! | #REF! |  | #REF! | #REF! | #REF! | #REF! |  | #REF! | #REF! | #REF! | #REF! |  | #REF! | #REF! | #REF! | #REF! |  | #REF! | #REF! | #REF! | #REF! |  | #REF! | #REF! | #REF! | #REF! |  | #REF! | #REF! | #REF! | #REF! |  | #REF! | #REF! | #REF! | #REF! |  | #REF! | #REF! | #REF! | #REF! |  | #REF! | #REF! | #REF! | #REF! |  | #REF! | #REF! | #REF! | #REF! |  | #REF! | #REF! | #REF! | #REF! |  | #REF! | #REF! | #REF! | #REF! |  | #REF! | #REF! | #REF! | #REF! |  | #REF! | #REF! | #REF! | #REF! | #REF! | #REF! | #REF! | #REF! |  |  | No Amendment | #REF! | #REF! | #REF!
[7 empty] | #REF! | #REF! | #REF! | #REF! |  | #REF! | #REF! | #REF! | #REF! |  | #REF! | #REF! | #REF! | #REF! |  | #REF! | #REF! | #REF! | #REF! |  | #REF! | #REF! | #REF! | #REF! |  | #REF! | #REF! | #REF! | #REF! |  | #REF! | #REF! | #REF! | #REF! |  | #REF! | #REF! | #REF! | #REF! |  | #REF! | #REF! | #REF! | #REF! |  | #REF! | #REF! | #REF! | #REF! |  | #REF! | #REF! | #REF! | #REF! |  | #REF! | #REF! | #REF! | #REF! |  | #REF! | #REF! | #REF! | #REF! |  | #REF! | #REF! | #REF! | #REF! |  | #REF! | #REF! | #REF! | #REF! |  | #REF! | #REF! | #REF! | #REF! |  | #REF! | #REF! | #REF! | #REF! |  | #REF! | #REF! | #REF! | #REF! |  | #REF! | #REF! | #REF! | #REF! |  | #REF! | #REF! | #REF! | #REF! |  | #REF! | #REF! | #REF! | #REF! |  | #REF! | #REF! | #REF! | #REF! |  | #REF! | #REF! | #REF! | #REF! |  | #REF! | #REF! | #REF! | #REF! | #REF! | #REF! | #REF! | #REF! |  |  | No Amendment | #REF! | #REF! | #REF!
[7 empty] | #REF! | #REF! | #REF! | #REF! |  | #REF! | #REF! | #REF! | #REF! |  | #REF! | #REF! | #REF! | #REF! |  | #REF! | #REF! | #REF! | #REF! |  | #REF! | #REF! | #REF! | #REF! |  | #REF! | #REF! | #REF! | #REF! |  | #REF! | #REF! | #REF! | #REF! |  | #REF! | #REF! | #REF! | #REF! |  | #REF! | #REF! | #REF! | #REF! |  | #REF! | #REF! | #REF! | #REF! |  | #REF! | #REF! | #REF! | #REF! |  | #REF! | #REF! | #REF! | #REF! |  | #REF! | #REF! | #REF! | #REF! |  | #REF! | #REF! | #REF! | #REF! |  | #REF! | #REF! | #REF! | #REF! |  | #REF! | #REF! | #REF! | #REF! |  | #REF! | #REF! | #REF! | #REF! |  | #REF! | #REF! | #REF! | #REF! |  | #REF! | #REF! | #REF! | #REF! |  | #REF! | #REF! | #REF! | #REF! |  | #REF! | #REF! | #REF! | #REF! |  | #REF! | #REF! | #REF! | #REF! |  | #REF! | #REF! | #REF! | #REF! |  | #REF! | #REF! | #REF! | #REF! | #REF! | #REF! | #REF! | #REF! |  |  | No Amendment | #REF! | #REF! | #REF!
[7 empty] | #REF! | #REF! | #REF! | #REF! |  | #REF! | #REF! | #REF! | #REF! |  | #REF! | #REF! | #REF! | #REF! |  | #REF! | #REF! | #REF! | #REF! |  | #REF! | #REF! | #REF! | #REF! |  | #REF! | #REF! | #REF! | #REF! |  | #REF! | #REF! | #REF! | #REF! |  | #REF! | #REF! | #REF! | #REF! |  | #REF! | #REF! | #REF! | #REF! |  | #REF! | #REF! | #REF! | #REF! |  | #REF! | #REF! | #REF! | #REF! |  | #REF! | #REF! | #REF! | #REF! |  | #REF! | #REF! | #REF! | #REF! |  | #REF! | #REF! | #REF! | #REF! |  | #REF! | #REF! | #REF! | #REF! |  | #REF! | #REF! | #REF! | #REF! |  | #REF! | #REF! | #REF! | #REF! |  | #REF! | #REF! | #REF! | #REF! |  | #REF! | #REF! | #REF! | #REF! |  | #REF! | #REF! | #REF! | #REF! |  | #REF! | #REF! | #REF! | #REF! |  | #REF! | #REF! | #REF! | #REF! |  | #REF! | #REF! | #REF! | #REF! |  | #REF! | #REF! | #REF! | #REF! | #REF! | #REF! | #REF! | #REF! |  |  | No Amendment | #REF! | #REF! | #REF!
[7 empty] | #REF! | #REF! | #REF! | #REF! |  | #REF! | #REF! | #REF! | #REF! |  | #REF! | #REF! | #REF! | #REF! |  | #REF! | #REF! | #REF! | #REF! |  | #REF! | #REF! | #REF! | #REF! |  | #REF! | #REF! | #REF! | #REF! |  | #REF! | #REF! | #REF! | #REF! |  | #REF! | #REF! | #REF! | #REF! |  | #REF! | #REF! | #REF! | #REF! |  | #REF! | #REF! | #REF! | #REF! |  | #REF! | #REF! | #REF! | #REF! |  | #REF! | #REF! | #REF! | #REF! |  | #REF! | #REF! | #REF! | #REF! |  | #REF! | #REF! | #REF! | #REF! |  | #REF! | #REF! | #REF! | #REF! |  | #REF! | #REF! | #REF! | #REF! |  | #REF! | #REF! | #REF! | #REF! |  | #REF! | #REF! | #REF! | #REF! |  | #REF! | #REF! | #REF! | #REF! |  | #REF! | #REF! | #REF! | #REF! |  | #REF! | #REF! | #REF! | #REF! |  | #REF! | #REF! | #REF! | #REF! |  | #REF! | #REF! | #REF! | #REF! |  | #REF! | #REF! | #REF! | #REF! | #REF! | #REF! | #REF! | #REF! |  |  | No Amendment | #REF! | #REF! | #REF!
[7 empty] | #REF! | #REF! | #REF! | #REF! |  | #REF! | #REF! | #REF! | #REF! |  | #REF! | #REF! | #REF! | #REF! |  | #REF! | #REF! | #REF! | #REF! |  | #REF! | #REF! | #REF! | #REF! |  | #REF! | #REF! | #REF! | #REF! |  | #REF! | #REF! | #REF! | #REF! |  | #REF! | #REF! | #REF! | #REF! |  | #REF! | #REF! | #REF! | #REF! |  | #REF! | #REF! | #REF! | #REF! |  | #REF! | #REF! | #REF! | #REF! |  | #REF! | #REF! | #REF! | #REF! |  | #REF! | #REF! | #REF! | #REF! |  | #REF! | #REF! | #REF! | #REF! |  | #REF! | #REF! | #REF! | #REF! |  | #REF! | #REF! | #REF! | #REF! |  | #REF! | #REF! | #REF! | #REF! |  | #REF! | #REF! | #REF! | #REF! |  | #REF! | #REF! | #REF! | #REF! |  | #REF! | #REF! | #REF! | #REF! |  | #REF! | #REF! | #REF! | #REF! |  | #REF! | #REF! | #REF! | #REF! |  | #REF! | #REF! | #REF! | #REF! |  | #REF! | #REF! | #REF! | #REF! | #REF! | #REF! | #REF! | #REF! |  |  | No Amendment | #REF! | #REF! | #REF! |  | Rate from 8 years ago and large quantity could have an effect on rates.
[7 empty] | #REF! | #REF! | #REF! | #REF! |  | #REF! | #REF! | #REF! | #REF! |  | #REF! | #REF! | #REF! | #REF! |  | #REF! | #REF! | #REF! | #REF! |  | #REF! | #REF! | #REF! | #REF! |  | #REF! | #REF! | #REF! | #REF! |  | #REF! | #REF! | #REF! | #REF! |  | #REF! | #REF! | #REF! | #REF! |  | #REF! | #REF! | #REF! | #REF! |  | #REF! | #REF! | #REF! | #REF! |  | #REF! | #REF! | #REF! | #REF! |  | #REF! | #REF! | #REF! | #REF! |  | #REF! | #REF! | #REF! | #REF! |  | #REF! | #REF! | #REF! | #REF! |  | #REF! | #REF! | #REF! | #REF! |  | #REF! | #REF! | #REF! | #REF! |  | #REF! | #REF! | #REF! | #REF! |  | #REF! | #REF! | #REF! | #REF! |  | #REF! | #REF! | #REF! | #REF! |  | #REF! | #REF! | #REF! | #REF! |  | #REF! | #REF! | #REF! | #REF! |  | #REF! | #REF! | #REF! | #REF! |  | #REF! | #REF! | #REF! | #REF! |  | #REF! | #REF! | #REF! | #REF! | #REF! | #REF! | #REF! | #REF! |  |  | No Amendment | #REF! | #REF! | #REF!
[7 empty] | #REF! | #REF! | #REF! | #REF! |  | #REF! | #REF! | #REF! | #REF! |  | #REF! | #REF! | #REF! | #REF! |  | #REF! | #REF! | #REF! | #REF! |  | #REF! | #REF! | #REF! | #REF! |  | #REF! | #REF! | #REF! | #REF! |  | #REF! | #REF! | #REF! | #REF! |  | #REF! | #REF! | #REF! | #REF! |  | #REF! | #REF! | #REF! | #REF! |  | #REF! | #REF! | #REF! | #REF! |  | #REF! | #REF! | #REF! | #REF! |  | #REF! | #REF! | #REF! | #REF! |  | #REF! | #REF! | #REF! | #REF! |  | #REF! | #REF! | #REF! | #REF! |  | #REF! | #REF! | #REF! | #REF! |  | #REF! | #REF! | #REF! | #REF! |  | #REF! | #REF! | #REF! | #REF! |  | #REF! | #REF! | #REF! | #REF! |  | #REF! | #REF! | #REF! | #REF! |  | #REF! | #REF! | #REF! | #REF! |  | #REF! | #REF! | #REF! | #REF! |  | #REF! | #REF! | #REF! | #REF! |  | #REF! | #REF! | #REF! | #REF! |  | #REF! | #REF! | #REF! | #REF! | #REF! | #REF! | #REF! | #REF! |  |  | No Amendment | #REF! | #REF! | #REF!
[7 empty] | #REF! | #REF! | #REF! | #REF! |  | #REF! | #REF! | #REF! | #REF! |  | #REF! | #REF! | #REF! | #REF! |  | #REF! | #REF! | #REF! | #REF! |  | #REF! | #REF! | #REF! | #REF! |  | #REF! | #REF! | #REF! | #REF! |  | #REF! | #REF! | #REF! | #REF! |  | #REF! | #REF! | #REF! | #REF! |  | #REF! | #REF! | #REF! | #REF! |  | #REF! | #REF! | #REF! | #REF! |  | #REF! | #REF! | #REF! | #REF! |  | #REF! | #REF! | #REF! | #REF! |  | #REF! | #REF! | #REF! | #REF! |  | #REF! | #REF! | #REF! | #REF! |  | #REF! | #REF! | #REF! | #REF! |  | #REF! | #REF! | #REF! | #REF! |  | #REF! | #REF! | #REF! | #REF! |  | #REF! | #REF! | #REF! | #REF! |  | #REF! | #REF! | #REF! | #REF! |  | #REF! | #REF! | #REF! | #REF! |  | #REF! | #REF! | #REF! | #REF! |  | #REF! | #REF! | #REF! | #REF! |  | #REF! | #REF! | #REF! | #REF! |  | #REF! | #REF! | #REF! | #REF! | #REF! | #REF! | #REF! | #REF! |  |  | No Amendment | #REF! | #REF! | #REF! |  | Three project rates provided for this item. All low quantities. Rates considerbly low.
[7 empty] | #REF! | #REF! | #REF! | #REF! |  | #REF! | #REF! | #REF! | #REF! |  | #REF! | #REF! | #REF! | #REF! |  | #REF! | #REF! | #REF! | #REF! |  | #REF! | #REF! | #REF! | #REF! |  | #REF! | #REF! | #REF! | #REF! |  | #REF! | #REF! | #REF! | #REF! |  | #REF! | #REF! | #REF! | #REF! |  | #REF! | #REF! | #REF! | #REF! |  | #REF! | #REF! | #REF! | #REF! |  | #REF! | #REF! | #REF! | #REF! |  | #REF! | #REF! | #REF! | #REF! |  | #REF! | #REF! | #REF! | #REF! |  | #REF! | #REF! | #REF! | #REF! |  | #REF! | #REF! | #REF! | #REF! |  | #REF! | #REF! | #REF! | #REF! |  | #REF! | #REF! | #REF! | #REF! |  | #REF! | #REF! | #REF! | #REF! |  | #REF! | #REF! | #REF! | #REF! |  | #REF! | #REF! | #REF! | #REF! |  | #REF! | #REF! | #REF! | #REF! |  | #REF! | #REF! | #REF! | #REF! |  | #REF! | #REF! | #REF! | #REF! |  | #REF! | #REF! | #REF! | #REF! | #REF! | #REF! | #REF! | #REF! |  |  | No Amendment | #REF! | #REF! | #REF! |  | No TII SoR to base the rates against.
[7 empty] | #REF! | #REF! | #REF! | #REF! |  | #REF! | #REF! | #REF! | #REF! |  | #REF! | #REF! | #REF! | #REF! |  | #REF! | #REF! | #REF! | #REF! |  | #REF! | #REF! | #REF! | #REF! |  | #REF! | #REF! | #REF! | #REF! |  | #REF! | #REF! | #REF! | #REF! |  | #REF! | #REF! | #REF! | #REF! |  | #REF! | #REF! | #REF! | #REF! |  | #REF! | #REF! | #REF! | #REF! |  | #REF! | #REF! | #REF! | #REF! |  | #REF! | #REF! | #REF! | #REF! |  | #REF! | #REF! | #REF! | #REF! |  | #REF! | #REF! | #REF! | #REF! |  | #REF! | #REF! | #REF! | #REF! |  | #REF! | #REF! | #REF! | #REF! |  | #REF! | #REF! | #REF! | #REF! |  | #REF! | #REF! | #REF! | #REF! |  | #REF! | #REF! | #REF! | #REF! |  | #REF! | #REF! | #REF! | #REF! |  | #REF! | #REF! | #REF! | #REF! |  | #REF! | #REF! | #REF! | #REF! |  | #REF! | #REF! | #REF! | #REF! |  | #REF! | #REF! | #REF! | #REF! | #REF! | #REF! | #REF! | #REF! |  |  | No Amendment | #REF! | #REF! | #REF!
[7 empty] | #REF! | #REF! | #REF! | #REF! |  | #REF! | #REF! | #REF! | #REF! |  | #REF! | #REF! | #REF! | #REF! |  | #REF! | #REF! | #REF! | #REF! |  | #REF! | #REF! | #REF! | #REF! |  | #REF! | #REF! | #REF! | #REF! |  | #REF! | #REF! | #REF! | #REF! |  | #REF! | #REF! | #REF! | #REF! |  | #REF! | #REF! | #REF! | #REF! |  | #REF! | #REF! | #REF! | #REF! |  | #REF! | #REF! | #REF! | #REF! |  | #REF! | #REF! | #REF! | #REF! |  | #REF! | #REF! | #REF! | #REF! |  | #REF! | #REF! | #REF! | #REF! |  | #REF! | #REF! | #REF! | #REF! |  | #REF! | #REF! | #REF! | #REF! |  | #REF! | #REF! | #REF! | #REF! |  | #REF! | #REF! | #REF! | #REF! |  | #REF! | #REF! | #REF! | #REF! |  | #REF! | #REF! | #REF! | #REF! |  | #REF! | #REF! | #REF! | #REF! |  | #REF! | #REF! | #REF! | #REF! |  | #REF! | #REF! | #REF! | #REF! |  | #REF! | #REF! | #REF! | #REF! | #REF! | #REF! | #REF! | #REF! |  |  | No Amendment | #REF! | #REF! | #REF!
[7 empty] | #REF! | #REF! | #REF! | #REF! |  | #REF! | #REF! | #REF! | #REF! |  | #REF! | #REF! | #REF! | #REF! |  | #REF! | #REF! | #REF! | #REF! |  | #REF! | #REF! | #REF! | #REF! |  | #REF! | #REF! | #REF! | #REF! |  | #REF! | #REF! | #REF! | #REF! |  | #REF! | #REF! | #REF! | #REF! |  | #REF! | #REF! | #REF! | #REF! |  | #REF! | #REF! | #REF! | #REF! |  | #REF! | #REF! | #REF! | #REF! |  | #REF! | #REF! | #REF! | #REF! |  | #REF! | #REF! | #REF! | #REF! |  | #REF! | #REF! | #REF! | #REF! |  | #REF! | #REF! | #REF! | #REF! |  | #REF! | #REF! | #REF! | #REF! |  | #REF! | #REF! | #REF! | #REF! |  | #REF! | #REF! | #REF! | #REF! |  | #REF! | #REF! | #REF! | #REF! |  | #REF! | #REF! | #REF! | #REF! |  | #REF! | #REF! | #REF! | #REF! |  | #REF! | #REF! | #REF! | #REF! |  | #REF! | #REF! | #REF! | #REF! |  | #REF! | #REF! | #REF! | #REF! | #REF! | #REF! | #REF! | #REF! |  |  | No Amendment | #REF! | #REF! | #REF! |  | One project rate for this item from 8 years ago. Huge difference from TII SoR.
[7 empty] | #REF! | #REF! | #REF! | #REF! |  | #REF! | #REF! | #REF! | #REF! |  | #REF! | #REF! | #REF! | #REF! |  | #REF! | #REF! | #REF! | #REF! |  | #REF! | #REF! | #REF! | #REF! |  | #REF! | #REF! | #REF! | #REF! |  | #REF! | #REF! | #REF! | #REF! |  | #REF! | #REF! | #REF! | #REF! |  | #REF! | #REF! | #REF! | #REF! |  | #REF! | #REF! | #REF! | #REF! |  | #REF! | #REF! | #REF! | #REF! |  | #REF! | #REF! | #REF! | #REF! |  | #REF! | #REF! | #REF! | #REF! |  | #REF! | #REF! | #REF! | #REF! |  | #REF! | #REF! | #REF! | #REF! |  | #REF! | #REF! | #REF! | #REF! |  | #REF! | #REF! | #REF! | #REF! |  | #REF! | #REF! | #REF! | #REF! |  | #REF! | #REF! | #REF! | #REF! |  | #REF! | #REF! | #REF! | #REF! |  | #REF! | #REF! | #REF! | #REF! |  | #REF! | #REF! | #REF! | #REF! |  | #REF! | #REF! | #REF! | #REF! |  | #REF! | #REF! | #REF! | #REF! | #REF! | #REF! | #REF! | #REF! |  |  | No Amendment | #REF! | #REF! | #REF! |  | Four project rates for this item. All considerably lower than that TII SoR.
[7 empty] | #REF! | #REF! | #REF! | #REF! |  | #REF! | #REF! | #REF! | #REF! |  | #REF! | #REF! | #REF! | #REF! |  | #REF! | #REF! | #REF! | #REF! |  | #REF! | #REF! | #REF! | #REF! |  | #REF! | #REF! | #REF! | #REF! |  | #REF! | #REF! | #REF! | #REF! |  | #REF! | #REF! | #REF! | #REF! |  | #REF! | #REF! | #REF! | #REF! |  | #REF! | #REF! | #REF! | #REF! |  | #REF! | #REF! | #REF! | #REF! |  | #REF! | #REF! | #REF! | #REF! |  | #REF! | #REF! | #REF! | #REF! |  | #REF! | #REF! | #REF! | #REF! |  | #REF! | #REF! | #REF! | #REF! |  | #REF! | #REF! | #REF! | #REF! |  | #REF! | #REF! | #REF! | #REF! |  | #REF! | #REF! | #REF! | #REF! |  | #REF! | #REF! | #REF! | #REF! |  | #REF! | #REF! | #REF! | #REF! |  | #REF! | #REF! | #REF! | #REF! |  | #REF! | #REF! | #REF! | #REF! |  | #REF! | #REF! | #REF! | #REF! |  | #REF! | #REF! | #REF! | #REF! | #REF! | #REF! | #REF! | #REF! |  |  | No Amendment | #REF! | #REF! | #REF!
[7 empty] | #REF! | #REF! | #REF! | #REF! |  | #REF! | #REF! | #REF! | #REF! |  | #REF! | #REF! | #REF! | #REF! |  | #REF! | #REF! | #REF! | #REF! |  | #REF! | #REF! | #REF! | #REF! |  | #REF! | #REF! | #REF! | #REF! |  | #REF! | #REF! | #REF! | #REF! |  | #REF! | #REF! | #REF! | #REF! |  | #REF! | #REF! | #REF! | #REF! |  | #REF! | #REF! | #REF! | #REF! |  | #REF! | #REF! | #REF! | #REF! |  | #REF! | #REF! | #REF! | #REF! |  | #REF! | #REF! | #REF! | #REF! |  | #REF! | #REF! | #REF! | #REF! |  | #REF! | #REF! | #REF! | #REF! |  | #REF! | #REF! | #REF! | #REF! |  | #REF! | #REF! | #REF! | #REF! |  | #REF! | #REF! | #REF! | #REF! |  | #REF! | #REF! | #REF! | #REF! |  | #REF! | #REF! | #REF! | #REF! |  | #REF! | #REF! | #REF! | #REF! |  | #REF! | #REF! | #REF! | #REF! |  | #REF! | #REF! | #REF! | #REF! |  | #REF! | #REF! | #REF! | #REF! | #REF! | #REF! | #REF! | #REF! |  |  | No Amendment | #REF! | #REF! | #REF!
[7 empty] | #REF! | #REF! | #REF! | #REF! |  | #REF! | #REF! | #REF! | #REF! |  | #REF! | #REF! | #REF! | #REF! |  | #REF! | #REF! | #REF! | #REF! |  | #REF! | #REF! | #REF! | #REF! |  | #REF! | #REF! | #REF! | #REF! |  | #REF! | #REF! | #REF! | #REF! |  | #REF! | #REF! | #REF! | #REF! |  | #REF! | #REF! | #REF! | #REF! |  | #REF! | #REF! | #REF! | #REF! |  | #REF! | #REF! | #REF! | #REF! |  | #REF! | #REF! | #REF! | #REF! |  | #REF! | #REF! | #REF! | #REF! |  | #REF! | #REF! | #REF! | #REF! |  | #REF! | #REF! | #REF! | #REF! |  | #REF! | #REF! | #REF! | #REF! |  | #REF! | #REF! | #REF! | #REF! |  | #REF! | #REF! | #REF! | #REF! |  | #REF! | #REF! | #REF! | #REF! |  | #REF! | #REF! | #REF! | #REF! |  | #REF! | #REF! | #REF! | #REF! |  | #REF! | #REF! | #REF! | #REF! |  | #REF! | #REF! | #REF! | #REF! |  | #REF! | #REF! | #REF! | #REF! | #REF! | #REF! | #REF! | #REF! |  |  | No Amendment | #REF! | #REF! | #REF!
[7 empty] | #REF! | #REF! | #REF! | #REF! |  | #REF! | #REF! | #REF! | #REF! |  | #REF! | #REF! | #REF! | #REF! |  | #REF! | #REF! | #REF! | #REF! |  | #REF! | #REF! | #REF! | #REF! |  | #REF! | #REF! | #REF! | #REF! |  | #REF! | #REF! | #REF! | #REF! |  | #REF! | #REF! | #REF! | #REF! |  | #REF! | #REF! | #REF! | #REF! |  | #REF! | #REF! | #REF! | #REF! |  | #REF! | #REF! | #REF! | #REF! |  | #REF! | #REF! | #REF! | #REF! |  | #REF! | #REF! | #REF! | #REF! |  | #REF! | #REF! | #REF! | #REF! |  | #REF! | #REF! | #REF! | #REF! |  | #REF! | #REF! | #REF! | #REF! |  | #REF! | #REF! | #REF! | #REF! |  | #REF! | #REF! | #REF! | #REF! |  | #REF! | #REF! | #REF! | #REF! |  | #REF! | #REF! | #REF! | #REF! |  | #REF! | #REF! | #REF! | #REF! |  | #REF! | #REF! | #REF! | #REF! |  | #REF! | #REF! | #REF! | #REF! |  | #REF! | #REF! | #REF! | #REF! | #REF! | #REF! | #REF! | #REF! |  |  | No Amendment | #REF! | #REF! | #REF!
[7 empty] | #REF! | #REF! | #REF! | #REF! |  | #REF! | #REF! | #REF! | #REF! |  | #REF! | #REF! | #REF! | #REF! |  | #REF! | #REF! | #REF! | #REF! |  | #REF! | #REF! | #REF! | #REF! |  | #REF! | #REF! | #REF! | #REF! |  | #REF! | #REF! | #REF! | #REF! |  | #REF! | #REF! | #REF! | #REF! |  | #REF! | #REF! | #REF! | #REF! |  | #REF! | #REF! | #REF! | #REF! |  | #REF! | #REF! | #REF! | #REF! |  | #REF! | #REF! | #REF! | #REF! |  | #REF! | #REF! | #REF! | #REF! |  | #REF! | #REF! | #REF! | #REF! |  | #REF! | #REF! | #REF! | #REF! |  | #REF! | #REF! | #REF! | #REF! |  | #REF! | #REF! | #REF! | #REF! |  | #REF! | #REF! | #REF! | #REF! |  | #REF! | #REF! | #REF! | #REF! |  | #REF! | #REF! | #REF! | #REF! |  | #REF! | #REF! | #REF! | #REF! |  | #REF! | #REF! | #REF! | #REF! |  | #REF! | #REF! | #REF! | #REF! |  | #REF! | #REF! | #REF! | #REF! | #REF! | #REF! | #REF! | #REF! |  |  | No Amendment | #REF! | #REF! | #REF!
[7 empty] | #REF! | #REF! | #REF! | #REF! |  | #REF! | #REF! | #REF! | #REF! |  | #REF! | #REF! | #REF! | #REF! |  | #REF! | #REF! | #REF! | #REF! |  | #REF! | #REF! | #REF! | #REF! |  | #REF! | #REF! | #REF! | #REF! |  | #REF! | #REF! | #REF! | #REF! |  | #REF! | #REF! | #REF! | #REF! |  | #REF! | #REF! | #REF! | #REF! |  | #REF! | #REF! | #REF! | #REF! |  | #REF! | #REF! | #REF! | #REF! |  | #REF! | #REF! | #REF! | #REF! |  | #REF! | #REF! | #REF! | #REF! |  | #REF! | #REF! | #REF! | #REF! |  | #REF! | #REF! | #REF! | #REF! |  | #REF! | #REF! | #REF! | #REF! |  | #REF! | #REF! | #REF! | #REF! |  | #REF! | #REF! | #REF! | #REF! |  | #REF! | #REF! | #REF! | #REF! |  | #REF! | #REF! | #REF! | #REF! |  | #REF! | #REF! | #REF! | #REF! |  | #REF! | #REF! | #REF! | #REF! |  | #REF! | #REF! | #REF! | #REF! |  | #REF! | #REF! | #REF! | #REF! | #REF! | #REF! | #REF! | #REF! |  |  | No Amendment | #REF! | #REF! | #REF!
[7 empty] | #REF! | #REF! | #REF! | #REF! |  | #REF! | #REF! | #REF! | #REF! |  | #REF! | #REF! | #REF! | #REF! |  | #REF! | #REF! | #REF! | #REF! |  | #REF! | #REF! | #REF! | #REF! |  | #REF! | #REF! | #REF! | #REF! |  | #REF! | #REF! | #REF! | #REF! |  | #REF! | #REF! | #REF! | #REF! |  | #REF! | #REF! | #REF! | #REF! |  | #REF! | #REF! | #REF! | #REF! |  | #REF! | #REF! | #REF! | #REF! |  | #REF! | #REF! | #REF! | #REF! |  | #REF! | #REF! | #REF! | #REF! |  | #REF! | #REF! | #REF! | #REF! |  | #REF! | #REF! | #REF! | #REF! |  | #REF! | #REF! | #REF! | #REF! |  | #REF! | #REF! | #REF! | #REF! |  | #REF! | #REF! | #REF! | #REF! |  | #REF! | #REF! | #REF! | #REF! |  | #REF! | #REF! | #REF! | #REF! |  | #REF! | #REF! | #REF! | #REF! |  | #REF! | #REF! | #REF! | #REF! |  | #REF! | #REF! | #REF! | #REF! |  | #REF! | #REF! | #REF! | #REF! | #REF! | #REF! | #REF! | #REF! |  |  | No Amendment | #REF! | #REF! | #REF!
[7 empty] | #REF! | #REF! | #REF! | #REF! |  | #REF! | #REF! | #REF! | #REF! |  | #REF! | #REF! | #REF! | #REF! |  | #REF! | #REF! | #REF! | #REF! |  | #REF! | #REF! | #REF! | #REF! |  | #REF! | #REF! | #REF! | #REF! |  | #REF! | #REF! | #REF! | #REF! |  | #REF! | #REF! | #REF! | #REF! |  | #REF! | #REF! | #REF! | #REF! |  | #REF! | #REF! | #REF! | #REF! |  | #REF! | #REF! | #REF! | #REF! |  | #REF! | #REF! | #REF! | #REF! |  | #REF! | #REF! | #REF! | #REF! |  | #REF! | #REF! | #REF! | #REF! |  | #REF! | #REF! | #REF! | #REF! |  | #REF! | #REF! | #REF! | #REF! |  | #REF! | #REF! | #REF! | #REF! |  | #REF! | #REF! | #REF! | #REF! |  | #REF! | #REF! | #REF! | #REF! |  | #REF! | #REF! | #REF! | #REF! |  | #REF! | #REF! | #REF! | #REF! |  | #REF! | #REF! | #REF! | #REF! |  | #REF! | #REF! | #REF! | #REF! |  | #REF! | #REF! | #REF! | #REF! | #REF! | #REF! | #REF! | #REF! |  |  | No Amendment | #REF! | #REF! | #REF! |  | No TII SoR to base the rates against.
[7 empty] | #REF! | #REF! | #REF! | #REF! |  | #REF! | #REF! | #REF! | #REF! |  | #REF! | #REF! | #REF! | #REF! |  | #REF! | #REF! | #REF! | #REF! |  | #REF! | #REF! | #REF! | #REF! |  | #REF! | #REF! | #REF! | #REF! |  | #REF! | #REF! | #REF! | #REF! |  | #REF! | #REF! | #REF! | #REF! |  | #REF! | #REF! | #REF! | #REF! |  | #REF! | #REF! | #REF! | #REF! |  | #REF! | #REF! | #REF! | #REF! |  | #REF! | #REF! | #REF! | #REF! |  | #REF! | #REF! | #REF! | #REF! |  | #REF! | #REF! | #REF! | #REF! |  | #REF! | #REF! | #REF! | #REF! |  | #REF! | #REF! | #REF! | #REF! |  | #REF! | #REF! | #REF! | #REF! |  | #REF! | #REF! | #REF! | #REF! |  | #REF! | #REF! | #REF! | #REF! |  | #REF! | #REF! | #REF! | #REF! |  | #REF! | #REF! | #REF! | #REF! |  | #REF! | #REF! | #REF! | #REF! |  | #REF! | #REF! | #REF! | #REF! |  | #REF! | #REF! | #REF! | #REF! | #REF! | #REF! | #REF! | #REF! |  |  | No Amendment | #REF! | #REF! | #REF!
[7 empty] | #REF! | #REF! | #REF! | #REF! |  | #REF! | #REF! | #REF! | #REF! |  | #REF! | #REF! | #REF! | #REF! |  | #REF! | #REF! | #REF! | #REF! |  | #REF! | #REF! | #REF! | #REF! |  | #REF! | #REF! | #REF! | #REF! |  | #REF! | #REF! | #REF! | #REF! |  | #REF! | #REF! | #REF! | #REF! |  | #REF! | #REF! | #REF! | #REF! |  | #REF! | #REF! | #REF! | #REF! |  | #REF! | #REF! | #REF! | #REF! |  | #REF! | #REF! | #REF! | #REF! |  | #REF! | #REF! | #REF! | #REF! |  | #REF! | #REF! | #REF! | #REF! |  | #REF! | #REF! | #REF! | #REF! |  | #REF! | #REF! | #REF! | #REF! |  | #REF! | #REF! | #REF! | #REF! |  | #REF! | #REF! | #REF! | #REF! |  | #REF! | #REF! | #REF! | #REF! |  | #REF! | #REF! | #REF! | #REF! |  | #REF! | #REF! | #REF! | #REF! |  | #REF! | #REF! | #REF! | #REF! |  | #REF! | #REF! | #REF! | #REF! |  | #REF! | #REF! | #REF! | #REF! | #REF! | #REF! | #REF! | #REF! |  |  | No Amendment | #REF! | #REF! | #REF!
[7 empty] | #REF! | #REF! | #REF! | #REF! |  | #REF! | #REF! | #REF! | #REF! |  | #REF! | #REF! | #REF! | #REF! |  | #REF! | #REF! | #REF! | #REF! |  | #REF! | #REF! | #REF! | #REF! |  | #REF! | #REF! | #REF! | #REF! |  | #REF! | #REF! | #REF! | #REF! |  | #REF! | #REF! | #REF! | #REF! |  | #REF! | #REF! | #REF! | #REF! |  | #REF! | #REF! | #REF! | #REF! |  | #REF! | #REF! | #REF! | #REF! |  | #REF! | #REF! | #REF! | #REF! |  | #REF! | #REF! | #REF! | #REF! |  | #REF! | #REF! | #REF! | #REF! |  | #REF! | #REF! | #REF! | #REF! |  | #REF! | #REF! | #REF! | #REF! |  | #REF! | #REF! | #REF! | #REF! |  | #REF! | #REF! | #REF! | #REF! |  | #REF! | #REF! | #REF! | #REF! |  | #REF! | #REF! | #REF! | #REF! |  | #REF! | #REF! | #REF! | #REF! |  | #REF! | #REF! | #REF! | #REF! |  | #REF! | #REF! | #REF! | #REF! |  | #REF! | #REF! | #REF! | #REF! | #REF! | #REF! | #REF! | #REF! |  |  | No Amendment | #REF! | #REF! | #REF!
[7 empty] | #REF! | #REF! | #REF! | #REF! |  | #REF! | #REF! | #REF! | #REF! |  | #REF! | #REF! | #REF! | #REF! |  | #REF! | #REF! | #REF! | #REF! |  | #REF! | #REF! | #REF! | #REF! |  | #REF! | #REF! | #REF! | #REF! |  | #REF! | #REF! | #REF! | #REF! |  | #REF! | #REF! | #REF! | #REF! |  | #REF! | #REF! | #REF! | #REF! |  | #REF! | #REF! | #REF! | #REF! |  | #REF! | #REF! | #REF! | #REF! |  | #REF! | #REF! | #REF! | #REF! |  | #REF! | #REF! | #REF! | #REF! |  | #REF! | #REF! | #REF! | #REF! |  | #REF! | #REF! | #REF! | #REF! |  | #REF! | #REF! | #REF! | #REF! |  | #REF! | #REF! | #REF! | #REF! |  | #REF! | #REF! | #REF! | #REF! |  | #REF! | #REF! | #REF! | #REF! |  | #REF! | #REF! | #REF! | #REF! |  | #REF! | #REF! | #REF! | #REF! |  | #REF! | #REF! | #REF! | #REF! |  | #REF! | #REF! | #REF! | #REF! |  | #REF! | #REF! | #REF! | #REF! | #REF! | #REF! | #REF! | #REF! |  |  | No Amendment | #REF! | #REF! | #REF!
[7 empty] | #REF! | #REF! | #REF! | #REF! |  | #REF! | #REF! | #REF! | #REF! |  | #REF! | #REF! | #REF! | #REF! |  | #REF! | #REF! | #REF! | #REF! |  | #REF! | #REF! | #REF! | #REF! |  | #REF! | #REF! | #REF! | #REF! |  | #REF! | #REF! | #REF! | #REF! |  | #REF! | #REF! | #REF! | #REF! |  | #REF! | #REF! | #REF! | #REF! |  | #REF! | #REF! | #REF! | #REF! |  | #REF! | #REF! | #REF! | #REF! |  | #REF! | #REF! | #REF! | #REF! |  | #REF! | #REF! | #REF! | #REF! |  | #REF! | #REF! | #REF! | #REF! |  | #REF! | #REF! | #REF! | #REF! |  | #REF! | #REF! | #REF! | #REF! |  | #REF! | #REF! | #REF! | #REF! |  | #REF! | #REF! | #REF! | #REF! |  | #REF! | #REF! | #REF! | #REF! |  | #REF! | #REF! | #REF! | #REF! |  | #REF! | #REF! | #REF! | #REF! |  | #REF! | #REF! | #REF! | #REF! |  | #REF! | #REF! | #REF! | #REF! |  | #REF! | #REF! | #REF! | #REF! | #REF! | #REF! | #REF! | #REF! |  |  | No Amendment | #REF! | #REF! | #REF!
[7 empty] | #REF! | #REF! | #REF! | #REF! |  | #REF! | #REF! | #REF! | #REF! |  | #REF! | #REF! | #REF! | #REF! |  | #REF! | #REF! | #REF! | #REF! |  | #REF! | #REF! | #REF! | #REF! |  | #REF! | #REF! | #REF! | #REF! |  | #REF! | #REF! | #REF! | #REF! |  | #REF! | #REF! | #REF! | #REF! |  | #REF! | #REF! | #REF! | #REF! |  | #REF! | #REF! | #REF! | #REF! |  | #REF! | #REF! | #REF! | #REF! |  | #REF! | #REF! | #REF! | #REF! |  | #REF! | #REF! | #REF! | #REF! |  | #REF! | #REF! | #REF! | #REF! |  | #REF! | #REF! | #REF! | #REF! |  | #REF! | #REF! | #REF! | #REF! |  | #REF! | #REF! | #REF! | #REF! |  | #REF! | #REF! | #REF! | #REF! |  | #REF! | #REF! | #REF! | #REF! |  | #REF! | #REF! | #REF! | #REF! |  | #REF! | #REF! | #REF! | #REF! |  | #REF! | #REF! | #REF! | #REF! |  | #REF! | #REF! | #REF! | #REF! |  | #REF! | #REF! | #REF! | #REF! | #REF! | #REF! | #REF! | #REF! |  |  | No Amendment | #REF! | #REF! | #REF!
[7 empty] | #REF! | #REF! | #REF! | #REF! |  | #REF! | #REF! | #REF! | #REF! |  | #REF! | #REF! | #REF! | #REF! |  | #REF! | #REF! | #REF! | #REF! |  | #REF! | #REF! | #REF! | #REF! |  | #REF! | #REF! | #REF! | #REF! |  | #REF! | #REF! | #REF! | #REF! |  | #REF! | #REF! | #REF! | #REF! |  | #REF! | #REF! | #REF! | #REF! |  | #REF! | #REF! | #REF! | #REF! |  | #REF! | #REF! | #REF! | #REF! |  | #REF! | #REF! | #REF! | #REF! |  | #REF! | #REF! | #REF! | #REF! |  | #REF! | #REF! | #REF! | #REF! |  | #REF! | #REF! | #REF! | #REF! |  | #REF! | #REF! | #REF! | #REF! |  | #REF! | #REF! | #REF! | #REF! |  | #REF! | #REF! | #REF! | #REF! |  | #REF! | #REF! | #REF! | #REF! |  | #REF! | #REF! | #REF! | #REF! |  | #REF! | #REF! | #REF! | #REF! |  | #REF! | #REF! | #REF! | #REF! |  | #REF! | #REF! | #REF! | #REF! |  | #REF! | #REF! | #REF! | #REF! | #REF! | #REF! | #REF! | #REF! |  |  | No Amendment | #REF! | #REF! | #REF!
[7 empty] | #REF! | #REF! | #REF! | #REF! |  | #REF! | #REF! | #REF! | #REF! |  | #REF! | #REF! | #REF! | #REF! |  | #REF! | #REF! | #REF! | #REF! |  | #REF! | #REF! | #REF! | #REF! |  | #REF! | #REF! | #REF! | #REF! |  | #REF! | #REF! | #REF! | #REF! |  | #REF! | #REF! | #REF! | #REF! |  | #REF! | #REF! | #REF! | #REF! |  | #REF! | #REF! | #REF! | #REF! |  | #REF! | #REF! | #REF! | #REF! |  | #REF! | #REF! | #REF! | #REF! |  | #REF! | #REF! | #REF! | #REF! |  | #REF! | #REF! | #REF! | #REF! |  | #REF! | #REF! | #REF! | #REF! |  | #REF! | #REF! | #REF! | #REF! |  | #REF! | #REF! | #REF! | #REF! |  | #REF! | #REF! | #REF! | #REF! |  | #REF! | #REF! | #REF! | #REF! |  | #REF! | #REF! | #REF! | #REF! |  | #REF! | #REF! | #REF! | #REF! |  | #REF! | #REF! | #REF! | #REF! |  | #REF! | #REF! | #REF! | #REF! |  | #REF! | #REF! | #REF! | #REF! | #REF! | #REF! | #REF! | #REF! |  |  | No Amendment | #REF! | #REF! | #REF!
[7 empty] | #REF! | #REF! | #REF! | #REF! |  | #REF! | #REF! | #REF! | #REF! |  | #REF! | #REF! | #REF! | #REF! |  | #REF! | #REF! | #REF! | #REF! |  | #REF! | #REF! | #REF! | #REF! |  | #REF! | #REF! | #REF! | #REF! |  | #REF! | #REF! | #REF! | #REF! |  | #REF! | #REF! | #REF! | #REF! |  | #REF! | #REF! | #REF! | #REF! |  | #REF! | #REF! | #REF! | #REF! |  | #REF! | #REF! | #REF! | #REF! |  | #REF! | #REF! | #REF! | #REF! |  | #REF! | #REF! | #REF! | #REF! |  | #REF! | #REF! | #REF! | #REF! |  | #REF! | #REF! | #REF! | #REF! |  | #REF! | #REF! | #REF! | #REF! |  | #REF! | #REF! | #REF! | #REF! |  | #REF! | #REF! | #REF! | #REF! |  | #REF! | #REF! | #REF! | #REF! |  | #REF! | #REF! | #REF! | #REF! |  | #REF! | #REF! | #REF! | #REF! |  | #REF! | #REF! | #REF! | #REF! |  | #REF! | #REF! | #REF! | #REF! |  | #REF! | #REF! | #REF! | #REF! | #REF! | #REF! | #REF! | #REF! |  |  | No Amendment | #REF! | #REF! | #REF!
[7 empty] | #REF! | #REF! | #REF! | #REF! |  | #REF! | #REF! | #REF! | #REF! |  | #REF! | #REF! | #REF! | #REF! |  | #REF! | #REF! | #REF! | #REF! |  | #REF! | #REF! | #REF! | #REF! |  | #REF! | #REF! | #REF! | #REF! |  | #REF! | #REF! | #REF! | #REF! |  | #REF! | #REF! | #REF! | #REF! |  | #REF! | #REF! | #REF! | #REF! |  | #REF! | #REF! | #REF! | #REF! |  | #REF! | #REF! | #REF! | #REF! |  | #REF! | #REF! | #REF! | #REF! |  | #REF! | #REF! | #REF! | #REF! |  | #REF! | #REF! | #REF! | #REF! |  | #REF! | #REF! | #REF! | #REF! |  | #REF! | #REF! | #REF! | #REF! |  | #REF! | #REF! | #REF! | #REF! |  | #REF! | #REF! | #REF! | #REF! |  | #REF! | #REF! | #REF! | #REF! |  | #REF! | #REF! | #REF! | #REF! |  | #REF! | #REF! | #REF! | #REF! |  | #REF! | #REF! | #REF! | #REF! |  | #REF! | #REF! | #REF! | #REF! |  | #REF! | #REF! | #REF! | #REF! | #REF! | #REF! | #REF! | #REF! |  |  | No Amendment | #REF! | #REF! | #REF!
[7 empty] | #REF! | #REF! | #REF! | #REF! |  | #REF! | #REF! | #REF! | #REF! |  | #REF! | #REF! | #REF! | #REF! |  | #REF! | #REF! | #REF! | #REF! |  | #REF! | #REF! | #REF! | #REF! |  | #REF! | #REF! | #REF! | #REF! |  | #REF! | #REF! | #REF! | #REF! |  | #REF! | #REF! | #REF! | #REF! |  | #REF! | #REF! | #REF! | #REF! |  | #REF! | #REF! | #REF! | #REF! |  | #REF! | #REF! | #REF! | #REF! |  | #REF! | #REF! | #REF! | #REF! |  | #REF! | #REF! | #REF! | #REF! |  | #REF! | #REF! | #REF! | #REF! |  | #REF! | #REF! | #REF! | #REF! |  | #REF! | #REF! | #REF! | #REF! |  | #REF! | #REF! | #REF! | #REF! |  | #REF! | #REF! | #REF! | #REF! |  | #REF! | #REF! | #REF! | #REF! |  | #REF! | #REF! | #REF! | #REF! |  | #REF! | #REF! | #REF! | #REF! |  | #REF! | #REF! | #REF! | #REF! |  | #REF! | #REF! | #REF! | #REF! |  | #REF! | #REF! | #REF! | #REF! | #REF! | #REF! | #REF! | #REF! |  |  | No Amendment | #REF! | #REF! | #REF!
[7 empty] | #REF! | #REF! | #REF! | #REF! |  | #REF! | #REF! | #REF! | #REF! |  | #REF! | #REF! | #REF! | #REF! |  | #REF! | #REF! | #REF! | #REF! |  | #REF! | #REF! | #REF! | #REF! |  | #REF! | #REF! | #REF! | #REF! |  | #REF! | #REF! | #REF! | #REF! |  | #REF! | #REF! | #REF! | #REF! |  | #REF! | #REF! | #REF! | #REF! |  | #REF! | #REF! | #REF! | #REF! |  | #REF! | #REF! | #REF! | #REF! |  | #REF! | #REF! | #REF! | #REF! |  | #REF! | #REF! | #REF! | #REF! |  | #REF! | #REF! | #REF! | #REF! |  | #REF! | #REF! | #REF! | #REF! |  | #REF! | #REF! | #REF! | #REF! |  | #REF! | #REF! | #REF! | #REF! |  | #REF! | #REF! | #REF! | #REF! |  | #REF! | #REF! | #REF! | #REF! |  | #REF! | #REF! | #REF! | #REF! |  | #REF! | #REF! | #REF! | #REF! |  | #REF! | #REF! | #REF! | #REF! |  | #REF! | #REF! | #REF! | #REF! |  | #REF! | #REF! | #REF! | #REF! | #REF! | #REF! | #REF! | #REF! |  |  | No Amendment | #REF! | #REF! | #REF!
[7 empty] | #REF! | #REF! | #REF! | #REF! |  | #REF! | #REF! | #REF! | #REF! |  | #REF! | #REF! | #REF! | #REF! |  | #REF! | #REF! | #REF! | #REF! |  | #REF! | #REF! | #REF! | #REF! |  | #REF! | #REF! | #REF! | #REF! |  | #REF! | #REF! | #REF! | #REF! |  | #REF! | #REF! | #REF! | #REF! |  | #REF! | #REF! | #REF! | #REF! |  | #REF! | #REF! | #REF! | #REF! |  | #REF! | #REF! | #REF! | #REF! |  | #REF! | #REF! | #REF! | #REF! |  | #REF! | #REF! | #REF! | #REF! |  | #REF! | #REF! | #REF! | #REF! |  | #REF! | #REF! | #REF! | #REF! |  | #REF! | #REF! | #REF! | #REF! |  | #REF! | #REF! | #REF! | #REF! |  | #REF! | #REF! | #REF! | #REF! |  | #REF! | #REF! | #REF! | #REF! |  | #REF! | #REF! | #REF! | #REF! |  | #REF! | #REF! | #REF! | #REF! |  | #REF! | #REF! | #REF! | #REF! |  | #REF! | #REF! | #REF! | #REF! |  | #REF! | #REF! | #REF! | #REF! | #REF! | #REF! | #REF! | #REF!
[7 empty] | #REF! | #REF! | #REF! | #REF! |  | #REF! | #REF! | #REF! | #REF! |  | #REF! | #REF! | #REF! | #REF! |  | #REF! | #REF! | #REF! | #REF! |  | #REF! | #REF! | #REF! | #REF! |  | #REF! | #REF! | #REF! | #REF! |  | #REF! | #REF! | #REF! | #REF! |  | #REF! | #REF! | #REF! | #REF! |  | #REF! | #REF! | #REF! | #REF! |  | #REF! | #REF! | #REF! | #REF! |  | #REF! | #REF! | #REF! | #REF! |  | #REF! | #REF! | #REF! | #REF! |  | #REF! | #REF! | #REF! | #REF! |  | #REF! | #REF! | #REF! | #REF! |  | #REF! | #REF! | #REF! | #REF! |  | #REF! | #REF! | #REF! | #REF! |  | #REF! | #REF! | #REF! | #REF! |  | #REF! | #REF! | #REF! | #REF! |  | #REF! | #REF! | #REF! | #REF! |  | #REF! | #REF! | #REF! | #REF! |  | #REF! | #REF! | #REF! | #REF! |  | #REF! | #REF! | #REF! | #REF! |  | #REF! | #REF! | #REF! | #REF! |  | #REF! | #REF! | #REF! | #REF! | #REF! | #REF! | #REF! | #REF! |  |  | SL Columns | #REF! | #REF! | #REF!
[7 empty] | #REF! | #REF! | #REF! | #REF! |  | #REF! | #REF! | #REF! | #REF! |  | #REF! | #REF! | #REF! | #REF! |  | #REF! | #REF! | #REF! | #REF! |  | #REF! | #REF! | #REF! | #REF! |  | #REF! | #REF! | #REF! | #REF! |  | #REF! | #REF! | #REF! | #REF! |  | #REF! | #REF! | #REF! | #REF! |  | #REF! | #REF! | #REF! | #REF! |  | #REF! | #REF! | #REF! | #REF! |  | #REF! | #REF! | #REF! | #REF! |  | #REF! | #REF! | #REF! | #REF! |  | #REF! | #REF! | #REF! | #REF! |  | #REF! | #REF! | #REF! | #REF! |  | #REF! | #REF! | #REF! | #REF! |  | #REF! | #REF! | #REF! | #REF! |  | #REF! | #REF! | #REF! | #REF! |  | #REF! | #REF! | #REF! | #REF! |  | #REF! | #REF! | #REF! | #REF! |  | #REF! | #REF! | #REF! | #REF! |  | #REF! | #REF! | #REF! | #REF! |  | #REF! | #REF! | #REF! | #REF! |  | #REF! | #REF! | #REF! | #REF! |  | #REF! | #REF! | #REF! | #REF! | #REF! | #REF! | #REF! | #REF! |  |  | SL Columns | #REF! | #REF! | #REF!
[7 empty] | #REF! | #REF! | #REF! | #REF! |  | #REF! | #REF! | #REF! | #REF! |  | #REF! | #REF! | #REF! | #REF! |  | #REF! | #REF! | #REF! | #REF! |  | #REF! | #REF! | #REF! | #REF! |  | #REF! | #REF! | #REF! | #REF! |  | #REF! | #REF! | #REF! | #REF! |  | #REF! | #REF! | #REF! | #REF! |  | #REF! | #REF! | #REF! | #REF! |  | #REF! | #REF! | #REF! | #REF! |  | #REF! | #REF! | #REF! | #REF! |  | #REF! | #REF! | #REF! | #REF! |  | #REF! | #REF! | #REF! | #REF! |  | #REF! | #REF! | #REF! | #REF! |  | #REF! | #REF! | #REF! | #REF! |  | #REF! | #REF! | #REF! | #REF! |  | #REF! | #REF! | #REF! | #REF! |  | #REF! | #REF! | #REF! | #REF! |  | #REF! | #REF! | #REF! | #REF! |  | #REF! | #REF! | #REF! | #REF! |  | #REF! | #REF! | #REF! | #REF! |  | #REF! | #REF! | #REF! | #REF! |  | #REF! | #REF! | #REF! | #REF! |  | #REF! | #REF! | #REF! | #REF! | #REF! | #REF! | #REF! | #REF! |  |  | SL Columns | #REF! | #REF! | #REF!
[7 empty] | #REF! | #REF! | #REF! | #REF! |  | #REF! | #REF! | #REF! | #REF! |  | #REF! | #REF! | #REF! | #REF! |  | #REF! | #REF! | #REF! | #REF! |  | #REF! | #REF! | #REF! | #REF! |  | #REF! | #REF! | #REF! | #REF! |  | #REF! | #REF! | #REF! | #REF! |  | #REF! | #REF! | #REF! | #REF! |  | #REF! | #REF! | #REF! | #REF! |  | #REF! | #REF! | #REF! | #REF! |  | #REF! | #REF! | #REF! | #REF! |  | #REF! | #REF! | #REF! | #REF! |  | #REF! | #REF! | #REF! | #REF! |  | #REF! | #REF! | #REF! | #REF! |  | #REF! | #REF! | #REF! | #REF! |  | #REF! | #REF! | #REF! | #REF! |  | #REF! | #REF! | #REF! | #REF! |  | #REF! | #REF! | #REF! | #REF! |  | #REF! | #REF! | #REF! | #REF! |  | #REF! | #REF! | #REF! | #REF! |  | #REF! | #REF! | #REF! | #REF! |  | #REF! | #REF! | #REF! | #REF! |  | #REF! | #REF! | #REF! | #REF! |  | #REF! | #REF! | #REF! | #REF! | #REF! | #REF! | #REF! | #REF! |  |  | SL Columns | #REF! | #REF! | #REF!
[7 empty] | #REF! | #REF! | #REF! | #REF! |  | #REF! | #REF! | #REF! | #REF! |  | #REF! | #REF! | #REF! | #REF! |  | #REF! | #REF! | #REF! | #REF! |  | #REF! | #REF! | #REF! | #REF! |  | #REF! | #REF! | #REF! | #REF! |  | #REF! | #REF! | #REF! | #REF! |  | #REF! | #REF! | #REF! | #REF! |  | #REF! | #REF! | #REF! | #REF! |  | #REF! | #REF! | #REF! | #REF! |  | #REF! | #REF! | #REF! | #REF! |  | #REF! | #REF! | #REF! | #REF! |  | #REF! | #REF! | #REF! | #REF! |  | #REF! | #REF! | #REF! | #REF! |  | #REF! | #REF! | #REF! | #REF! |  | #REF! | #REF! | #REF! | #REF! |  | #REF! | #REF! | #REF! | #REF! |  | #REF! | #REF! | #REF! | #REF! |  | #REF! | #REF! | #REF! | #REF! |  | #REF! | #REF! | #REF! | #REF! |  | #REF! | #REF! | #REF! | #REF! |  | #REF! | #REF! | #REF! | #REF! |  | #REF! | #REF! | #REF! | #REF! |  | #REF! | #REF! | #REF! | #REF! | #REF! | #REF! | #REF! | #REF! |  |  | SL Columns | #REF! | #REF! | #REF!
[7 empty] | #REF! | #REF! | #REF! | #REF! |  | #REF! | #REF! | #REF! | #REF! |  | #REF! | #REF! | #REF! | #REF! |  | #REF! | #REF! | #REF! | #REF! |  | #REF! | #REF! | #REF! | #REF! |  | #REF! | #REF! | #REF! | #REF! |  | #REF! | #REF! | #REF! | #REF! |  | #REF! | #REF! | #REF! | #REF! |  | #REF! | #REF! | #REF! | #REF! |  | #REF! | #REF! | #REF! | #REF! |  | #REF! | #REF! | #REF! | #REF! |  | #REF! | #REF! | #REF! | #REF! |  | #REF! | #REF! | #REF! | #REF! |  | #REF! | #REF! | #REF! | #REF! |  | #REF! | #REF! | #REF! | #REF! |  | #REF! | #REF! | #REF! | #REF! |  | #REF! | #REF! | #REF! | #REF! |  | #REF! | #REF! | #REF! | #REF! |  | #REF! | #REF! | #REF! | #REF! |  | #REF! | #REF! | #REF! | #REF! |  | #REF! | #REF! | #REF! | #REF! |  | #REF! | #REF! | #REF! | #REF! |  | #REF! | #REF! | #REF! | #REF! |  | #REF! | #REF! | #REF! | #REF! | #REF! | #REF! | #REF! | #REF! |  |  | SL Columns | #REF! | #REF! | #REF!
[7 empty] | #REF! | #REF! | #REF! | #REF! |  | #REF! | #REF! | #REF! | #REF! |  | #REF! | #REF! | #REF! | #REF! |  | #REF! | #REF! | #REF! | #REF! |  | #REF! | #REF! | #REF! | #REF! |  | #REF! | #REF! | #REF! | #REF! |  | #REF! | #REF! | #REF! | #REF! |  | #REF! | #REF! | #REF! | #REF! |  | #REF! | #REF! | #REF! | #REF! |  | #REF! | #REF! | #REF! | #REF! |  | #REF! | #REF! | #REF! | #REF! |  | #REF! | #REF! | #REF! | #REF! |  | #REF! | #REF! | #REF! | #REF! |  | #REF! | #REF! | #REF! | #REF! |  | #REF! | #REF! | #REF! | #REF! |  | #REF! | #REF! | #REF! | #REF! |  | #REF! | #REF! | #REF! | #REF! |  | #REF! | #REF! | #REF! | #REF! |  | #REF! | #REF! | #REF! | #REF! |  | #REF! | #REF! | #REF! | #REF! |  | #REF! | #REF! | #REF! | #REF! |  | #REF! | #REF! | #REF! | #REF! |  | #REF! | #REF! | #REF! | #REF! |  | #REF! | #REF! | #REF! | #REF! | #REF! | #REF! | #REF! | #REF! |  |  | SL Columns | #REF! | #REF! | #REF!
[7 empty] | #REF! | #REF! | #REF! | #REF! |  | #REF! | #REF! | #REF! | #REF! |  | #REF! | #REF! | #REF! | #REF! |  | #REF! | #REF! | #REF! | #REF! |  | #REF! | #REF! | #REF! | #REF! |  | #REF! | #REF! | #REF! | #REF! |  | #REF! | #REF! | #REF! | #REF! |  | #REF! | #REF! | #REF! | #REF! |  | #REF! | #REF! | #REF! | #REF! |  | #REF! | #REF! | #REF! | #REF! |  | #REF! | #REF! | #REF! | #REF! |  | #REF! | #REF! | #REF! | #REF! |  | #REF! | #REF! | #REF! | #REF! |  | #REF! | #REF! | #REF! | #REF! |  | #REF! | #REF! | #REF! | #REF! |  | #REF! | #REF! | #REF! | #REF! |  | #REF! | #REF! | #REF! | #REF! |  | #REF! | #REF! | #REF! | #REF! |  | #REF! | #REF! | #REF! | #REF! |  | #REF! | #REF! | #REF! | #REF! |  | #REF! | #REF! | #REF! | #REF! |  | #REF! | #REF! | #REF! | #REF! |  | #REF! | #REF! | #REF! | #REF! |  | #REF! | #REF! | #REF! | #REF! | #REF! | #REF! | #REF! | #REF! |  |  | SL Columns | #REF! | #REF! | #REF!
[7 empty] | #REF! | #REF! | #REF! | #REF! |  | #REF! | #REF! | #REF! | #REF! |  | #REF! | #REF! | #REF! | #REF! |  | #REF! | #REF! | #REF! | #REF! |  | #REF! | #REF! | #REF! | #REF! |  | #REF! | #REF! | #REF! | #REF! |  | #REF! | #REF! | #REF! | #REF! |  | #REF! | #REF! | #REF! | #REF! |  | #REF! | #REF! | #REF! | #REF! |  | #REF! | #REF! | #REF! | #REF! |  | #REF! | #REF! | #REF! | #REF! |  | #REF! | #REF! | #REF! | #REF! |  | #REF! | #REF! | #REF! | #REF! |  | #REF! | #REF! | #REF! | #REF! |  | #REF! | #REF! | #REF! | #REF! |  | #REF! | #REF! | #REF! | #REF! |  | #REF! | #REF! | #REF! | #REF! |  | #REF! | #REF! | #REF! | #REF! |  | #REF! | #REF! | #REF! | #REF! |  | #REF! | #REF! | #REF! | #REF! |  | #REF! | #REF! | #REF! | #REF! |  | #REF! | #REF! | #REF! | #REF! |  | #REF! | #REF! | #REF! | #REF! |  | #REF! | #REF! | #REF! | #REF! | #REF! | #REF! | #REF! | #REF! |  |  | SL Columns | #REF! | #REF! | #REF!
[7 empty] | #REF! | #REF! | #REF! | #REF! |  | #REF! | #REF! | #REF! | #REF! |  | #REF! | #REF! | #REF! | #REF! |  | #REF! | #REF! | #REF! | #REF! |  | #REF! | #REF! | #REF! | #REF! |  | #REF! | #REF! | #REF! | #REF! |  | #REF! | #REF! | #REF! | #REF! |  | #REF! | #REF! | #REF! | #REF! |  | #REF! | #REF! | #REF! | #REF! |  | #REF! | #REF! | #REF! | #REF! |  | #REF! | #REF! | #REF! | #REF! |  | #REF! | #REF! | #REF! | #REF! |  | #REF! | #REF! | #REF! | #REF! |  | #REF! | #REF! | #REF! | #REF! |  | #REF! | #REF! | #REF! | #REF! |  | #REF! | #REF! | #REF! | #REF! |  | #REF! | #REF! | #REF! | #REF! |  | #REF! | #REF! | #REF! | #REF! |  | #REF! | #REF! | #REF! | #REF! |  | #REF! | #REF! | #REF! | #REF! |  | #REF! | #REF! | #REF! | #REF! |  | #REF! | #REF! | #REF! | #REF! |  | #REF! | #REF! | #REF! | #REF! |  | #REF! | #REF! | #REF! | #REF! | #REF! | #REF! | #REF! | #REF! |  |  | SL Columns | #REF! | #REF! | #REF!
[7 empty] | #REF! | #REF! | #REF! | #REF! |  | #REF! | #REF! | #REF! | #REF! |  | #REF! | #REF! | #REF! | #REF! |  | #REF! | #REF! | #REF! | #REF! |  | #REF! | #REF! | #REF! | #REF! |  | #REF! | #REF! | #REF! | #REF! |  | #REF! | #REF! | #REF! | #REF! |  | #REF! | #REF! | #REF! | #REF! |  | #REF! | #REF! | #REF! | #REF! |  | #REF! | #REF! | #REF! | #REF! |  | #REF! | #REF! | #REF! | #REF! |  | #REF! | #REF! | #REF! | #REF! |  | #REF! | #REF! | #REF! | #REF! |  | #REF! | #REF! | #REF! | #REF! |  | #REF! | #REF! | #REF! | #REF! |  | #REF! | #REF! | #REF! | #REF! |  | #REF! | #REF! | #REF! | #REF! |  | #REF! | #REF! | #REF! | #REF! |  | #REF! | #REF! | #REF! | #REF! |  | #REF! | #REF! | #REF! | #REF! |  | #REF! | #REF! | #REF! | #REF! |  | #REF! | #REF! | #REF! | #REF! |  | #REF! | #REF! | #REF! | #REF! |  | #REF! | #REF! | #REF! | #REF! | #REF! | #REF! | #REF! | #REF! |  |  | SL Columns | #REF! | #REF! | #REF!
[7 empty] | #REF! | #REF! | #REF! | #REF! |  | #REF! | #REF! | #REF! | #REF! |  | #REF! | #REF! | #REF! | #REF! |  | #REF! | #REF! | #REF! | #REF! |  | #REF! | #REF! | #REF! | #REF! |  | #REF! | #REF! | #REF! | #REF! |  | #REF! | #REF! | #REF! | #REF! |  | #REF! | #REF! | #REF! | #REF! |  | #REF! | #REF! | #REF! | #REF! |  | #REF! | #REF! | #REF! | #REF! |  | #REF! | #REF! | #REF! | #REF! |  | #REF! | #REF! | #REF! | #REF! |  | #REF! | #REF! | #REF! | #REF! |  | #REF! | #REF! | #REF! | #REF! |  | #REF! | #REF! | #REF! | #REF! |  | #REF! | #REF! | #REF! | #REF! |  | #REF! | #REF! | #REF! | #REF! |  | #REF! | #REF! | #REF! | #REF! |  | #REF! | #REF! | #REF! | #REF! |  | #REF! | #REF! | #REF! | #REF! |  | #REF! | #REF! | #REF! | #REF! |  | #REF! | #REF! | #REF! | #REF! |  | #REF! | #REF! | #REF! | #REF! |  | #REF! | #REF! | #REF! | #REF! | #REF! | #REF! | #REF! | #REF! |  |  | SL Columns | #REF! | #REF! | #REF!
[7 empty] | #REF! | #REF! | #REF! | #REF! |  | #REF! | #REF! | #REF! | #REF! |  | #REF! | #REF! | #REF! | #REF! |  | #REF! | #REF! | #REF! | #REF! |  | #REF! | #REF! | #REF! | #REF! |  | #REF! | #REF! | #REF! | #REF! |  | #REF! | #REF! | #REF! | #REF! |  | #REF! | #REF! | #REF! | #REF! |  | #REF! | #REF! | #REF! | #REF! |  | #REF! | #REF! | #REF! | #REF! |  | #REF! | #REF! | #REF! | #REF! |  | #REF! | #REF! | #REF! | #REF! |  | #REF! | #REF! | #REF! | #REF! |  | #REF! | #REF! | #REF! | #REF! |  | #REF! | #REF! | #REF! | #REF! |  | #REF! | #REF! | #REF! | #REF! |  | #REF! | #REF! | #REF! | #REF! |  | #REF! | #REF! | #REF! | #REF! |  | #REF! | #REF! | #REF! | #REF! |  | #REF! | #REF! | #REF! | #REF! |  | #REF! | #REF! | #REF! | #REF! |  | #REF! | #REF! | #REF! | #REF! |  | #REF! | #REF! | #REF! | #REF! |  | #REF! | #REF! | #REF! | #REF! | #REF! | #REF! | #REF! | #REF! |  |  | SL Columns | #REF! | #REF! | #REF!
[7 empty] | #REF! | #REF! | #REF! | #REF! |  | #REF! | #REF! | #REF! | #REF! |  | #REF! | #REF! | #REF! | #REF! |  | #REF! | #REF! | #REF! | #REF! |  | #REF! | #REF! | #REF! | #REF! |  | #REF! | #REF! | #REF! | #REF! |  | #REF! | #REF! | #REF! | #REF! |  | #REF! | #REF! | #REF! | #REF! |  | #REF! | #REF! | #REF! | #REF! |  | #REF! | #REF! | #REF! | #REF! |  | #REF! | #REF! | #REF! | #REF! |  | #REF! | #REF! | #REF! | #REF! |  | #REF! | #REF! | #REF! | #REF! |  | #REF! | #REF! | #REF! | #REF! |  | #REF! | #REF! | #REF! | #REF! |  | #REF! | #REF! | #REF! | #REF! |  | #REF! | #REF! | #REF! | #REF! |  | #REF! | #REF! | #REF! | #REF! |  | #REF! | #REF! | #REF! | #REF! |  | #REF! | #REF! | #REF! | #REF! |  | #REF! | #REF! | #REF! | #REF! |  | #REF! | #REF! | #REF! | #REF! |  | #REF! | #REF! | #REF! | #REF! |  | #REF! | #REF! | #REF! | #REF! | #REF! | #REF! | #REF! | #REF! |  |  | SL Columns | #REF! | #REF! | #REF!
[7 empty] | #REF! | #REF! | #REF! | #REF! |  | #REF! | #REF! | #REF! | #REF! |  | #REF! | #REF! | #REF! | #REF! |  | #REF! | #REF! | #REF! | #REF! |  | #REF! | #REF! | #REF! | #REF! |  | #REF! | #REF! | #REF! | #REF! |  | #REF! | #REF! | #REF! | #REF! |  | #REF! | #REF! | #REF! | #REF! |  | #REF! | #REF! | #REF! | #REF! |  | #REF! | #REF! | #REF! | #REF! |  | #REF! | #REF! | #REF! | #REF! |  | #REF! | #REF! | #REF! | #REF! |  | #REF! | #REF! | #REF! | #REF! |  | #REF! | #REF! | #REF! | #REF! |  | #REF! | #REF! | #REF! | #REF! |  | #REF! | #REF! | #REF! | #REF! |  | #REF! | #REF! | #REF! | #REF! |  | #REF! | #REF! | #REF! | #REF! |  | #REF! | #REF! | #REF! | #REF! |  | #REF! | #REF! | #REF! | #REF! |  | #REF! | #REF! | #REF! | #REF! |  | #REF! | #REF! | #REF! | #REF! |  | #REF! | #REF! | #REF! | #REF! |  | #REF! | #REF! | #REF! | #REF! | #REF! | #REF! | #REF! | #REF! |  |  | SL Columns | #REF! | #REF! | #REF!
[7 empty] | #REF! | #REF! | #REF! | #REF! |  | #REF! | #REF! | #REF! | #REF! |  | #REF! | #REF! | #REF! | #REF! |  | #REF! | #REF! | #REF! | #REF! |  | #REF! | #REF! | #REF! | #REF! |  | #REF! | #REF! | #REF! | #REF! |  | #REF! | #REF! | #REF! | #REF! |  | #REF! | #REF! | #REF! | #REF! |  | #REF! | #REF! | #REF! | #REF! |  | #REF! | #REF! | #REF! | #REF! |  | #REF! | #REF! | #REF! | #REF! |  | #REF! | #REF! | #REF! | #REF! |  | #REF! | #REF! | #REF! | #REF! |  | #REF! | #REF! | #REF! | #REF! |  | #REF! | #REF! | #REF! | #REF! |  | #REF! | #REF! | #REF! | #REF! |  | #REF! | #REF! | #REF! | #REF! |  | #REF! | #REF! | #REF! | #REF! |  | #REF! | #REF! | #REF! | #REF! |  | #REF! | #REF! | #REF! | #REF! |  | #REF! | #REF! | #REF! | #REF! |  | #REF! | #REF! | #REF! | #REF! |  | #REF! | #REF! | #REF! | #REF! |  | #REF! | #REF! | #REF! | #REF! | #REF! | #REF! | #REF! | #REF! |  |  | SL Columns | #REF! | #REF! | #REF!
[7 empty] | #REF! | #REF! | #REF! | #REF! |  | #REF! | #REF! | #REF! | #REF! |  | #REF! | #REF! | #REF! | #REF! |  | #REF! | #REF! | #REF! | #REF! |  | #REF! | #REF! | #REF! | #REF! |  | #REF! | #REF! | #REF! | #REF! |  | #REF! | #REF! | #REF! | #REF! |  | #REF! | #REF! | #REF! | #REF! |  | #REF! | #REF! | #REF! | #REF! |  | #REF! | #REF! | #REF! | #REF! |  | #REF! | #REF! | #REF! | #REF! |  | #REF! | #REF! | #REF! | #REF! |  | #REF! | #REF! | #REF! | #REF! |  | #REF! | #REF! | #REF! | #REF! |  | #REF! | #REF! | #REF! | #REF! |  | #REF! | #REF! | #REF! | #REF! |  | #REF! | #REF! | #REF! | #REF! |  | #REF! | #REF! | #REF! | #REF! |  | #REF! | #REF! | #REF! | #REF! |  | #REF! | #REF! | #REF! | #REF! |  | #REF! | #REF! | #REF! | #REF! |  | #REF! | #REF! | #REF! | #REF! |  | #REF! | #REF! | #REF! | #REF! |  | #REF! | #REF! | #REF! | #REF! | #REF! | #REF! | #REF! | #REF! |  |  | SL Columns | #REF! | #REF! | #REF!
[7 empty] | #REF! | #REF! | #REF! | #REF! |  | #REF! | #REF! | #REF! | #REF! |  | #REF! | #REF! | #REF! | #REF! |  | #REF! | #REF! | #REF! | #REF! |  | #REF! | #REF! | #REF! | #REF! |  | #REF! | #REF! | #REF! | #REF! |  | #REF! | #REF! | #REF! | #REF! |  | #REF! | #REF! | #REF! | #REF! |  | #REF! | #REF! | #REF! | #REF! |  | #REF! | #REF! | #REF! | #REF! |  | #REF! | #REF! | #REF! | #REF! |  | #REF! | #REF! | #REF! | #REF! |  | #REF! | #REF! | #REF! | #REF! |  | #REF! | #REF! | #REF! | #REF! |  | #REF! | #REF! | #REF! | #REF! |  | #REF! | #REF! | #REF! | #REF! |  | #REF! | #REF! | #REF! | #REF! |  | #REF! | #REF! | #REF! | #REF! |  | #REF! | #REF! | #REF! | #REF! |  | #REF! | #REF! | #REF! | #REF! |  | #REF! | #REF! | #REF! | #REF! |  | #REF! | #REF! | #REF! | #REF! |  | #REF! | #REF! | #REF! | #REF! |  | #REF! | #REF! | #REF! | #REF! | #REF! | #REF! | #REF! | #REF!
[7 empty] | #REF! | #REF! | #REF! | #REF! |  | #REF! | #REF! | #REF! | #REF! |  | #REF! | #REF! | #REF! | #REF! |  | #REF! | #REF! | #REF! | #REF! |  | #REF! | #REF! | #REF! | #REF! |  | #REF! | #REF! | #REF! | #REF! |  | #REF! | #REF! | #REF! | #REF! |  | #REF! | #REF! | #REF! | #REF! |  | #REF! | #REF! | #REF! | #REF! |  | #REF! | #REF! | #REF! | #REF! |  | #REF! | #REF! | #REF! | #REF! |  | #REF! | #REF! | #REF! | #REF! |  | #REF! | #REF! | #REF! | #REF! |  | #REF! | #REF! | #REF! | #REF! |  | #REF! | #REF! | #REF! | #REF! |  | #REF! | #REF! | #REF! | #REF! |  | #REF! | #REF! | #REF! | #REF! |  | #REF! | #REF! | #REF! | #REF! |  | #REF! | #REF! | #REF! | #REF! |  | #REF! | #REF! | #REF! | #REF! |  | #REF! | #REF! | #REF! | #REF! |  | #REF! | #REF! | #REF! | #REF! |  | #REF! | #REF! | #REF! | #REF! |  | #REF! | #REF! | #REF! | #REF! | #REF! | #REF! | #REF! | #REF! |  |  | No Amendment | #REF! | #REF! | #REF!
[7 empty] | #REF! | #REF! | #REF! | #REF! |  | #REF! | #REF! | #REF! | #REF! |  | #REF! | #REF! | #REF! | #REF! |  | #REF! | #REF! | #REF! | #REF! |  | #REF! | #REF! | #REF! | #REF! |  | #REF! | #REF! | #REF! | #REF! |  | #REF! | #REF! | #REF! | #REF! |  | #REF! | #REF! | #REF! | #REF! |  | #REF! | #REF! | #REF! | #REF! |  | #REF! | #REF! | #REF! | #REF! |  | #REF! | #REF! | #REF! | #REF! |  | #REF! | #REF! | #REF! | #REF! |  | #REF! | #REF! | #REF! | #REF! |  | #REF! | #REF! | #REF! | #REF! |  | #REF! | #REF! | #REF! | #REF! |  | #REF! | #REF! | #REF! | #REF! |  | #REF! | #REF! | #REF! | #REF! |  | #REF! | #REF! | #REF! | #REF! |  | #REF! | #REF! | #REF! | #REF! |  | #REF! | #REF! | #REF! | #REF! |  | #REF! | #REF! | #REF! | #REF! |  | #REF! | #REF! | #REF! | #REF! |  | #REF! | #REF! | #REF! | #REF! |  | #REF! | #REF! | #REF! | #REF! | #REF! | #REF! | #REF! | #REF! |  |  | No Amendment | #REF! | #REF! | #REF!
[7 empty] | #REF! | #REF! | #REF! | #REF! |  | #REF! | #REF! | #REF! | #REF! |  | #REF! | #REF! | #REF! | #REF! |  | #REF! | #REF! | #REF! | #REF! |  | #REF! | #REF! | #REF! | #REF! |  | #REF! | #REF! | #REF! | #REF! |  | #REF! | #REF! | #REF! | #REF! |  | #REF! | #REF! | #REF! | #REF! |  | #REF! | #REF! | #REF! | #REF! |  | #REF! | #REF! | #REF! | #REF! |  | #REF! | #REF! | #REF! | #REF! |  | #REF! | #REF! | #REF! | #REF! |  | #REF! | #REF! | #REF! | #REF! |  | #REF! | #REF! | #REF! | #REF! |  | #REF! | #REF! | #REF! | #REF! |  | #REF! | #REF! | #REF! | #REF! |  | #REF! | #REF! | #REF! | #REF! |  | #REF! | #REF! | #REF! | #REF! |  | #REF! | #REF! | #REF! | #REF! |  | #REF! | #REF! | #REF! | #REF! |  | #REF! | #REF! | #REF! | #REF! |  | #REF! | #REF! | #REF! | #REF! |  | #REF! | #REF! | #REF! | #REF! |  | #REF! | #REF! | #REF! | #REF! | #REF! | #REF! | #REF! | #REF! |  |  | No Amendment | #REF! | #REF! | #REF!
[7 empty] | #REF! | #REF! | #REF! | #REF! |  | #REF! | #REF! | #REF! | #REF! |  | #REF! | #REF! | #REF! | #REF! |  | #REF! | #REF! | #REF! | #REF! |  | #REF! | #REF! | #REF! | #REF! |  | #REF! | #REF! | #REF! | #REF! |  | #REF! | #REF! | #REF! | #REF! |  | #REF! | #REF! | #REF! | #REF! |  | #REF! | #REF! | #REF! | #REF! |  | #REF! | #REF! | #REF! | #REF! |  | #REF! | #REF! | #REF! | #REF! |  | #REF! | #REF! | #REF! | #REF! |  | #REF! | #REF! | #REF! | #REF! |  | #REF! | #REF! | #REF! | #REF! |  | #REF! | #REF! | #REF! | #REF! |  | #REF! | #REF! | #REF! | #REF! |  | #REF! | #REF! | #REF! | #REF! |  | #REF! | #REF! | #REF! | #REF! |  | #REF! | #REF! | #REF! | #REF! |  | #REF! | #REF! | #REF! | #REF! |  | #REF! | #REF! | #REF! | #REF! |  | #REF! | #REF! | #REF! | #REF! |  | #REF! | #REF! | #REF! | #REF! |  | #REF! | #REF! | #REF! | #REF! | #REF! | #REF! | #REF! | #REF! |  |  | No Amendment | #REF! | #REF! | #REF!
[7 empty] | #REF! | #REF! | #REF! | #REF! |  | #REF! | #REF! | #REF! | #REF! |  | #REF! | #REF! | #REF! | #REF! |  | #REF! | #REF! | #REF! | #REF! |  | #REF! | #REF! | #REF! | #REF! |  | #REF! | #REF! | #REF! | #REF! |  | #REF! | #REF! | #REF! | #REF! |  | #REF! | #REF! | #REF! | #REF! |  | #REF! | #REF! | #REF! | #REF! |  | #REF! | #REF! | #REF! | #REF! |  | #REF! | #REF! | #REF! | #REF! |  | #REF! | #REF! | #REF! | #REF! |  | #REF! | #REF! | #REF! | #REF! |  | #REF! | #REF! | #REF! | #REF! |  | #REF! | #REF! | #REF! | #REF! |  | #REF! | #REF! | #REF! | #REF! |  | #REF! | #REF! | #REF! | #REF! |  | #REF! | #REF! | #REF! | #REF! |  | #REF! | #REF! | #REF! | #REF! |  | #REF! | #REF! | #REF! | #REF! |  | #REF! | #REF! | #REF! | #REF! |  | #REF! | #REF! | #REF! | #REF! |  | #REF! | #REF! | #REF! | #REF! |  | #REF! | #REF! | #REF! | #REF! | #REF! | #REF! | #REF! | #REF! |  |  | No Amendment | #REF! | #REF! | #REF!
[7 empty] | #REF! | #REF! | #REF! | #REF! |  | #REF! | #REF! | #REF! | #REF! |  | #REF! | #REF! | #REF! | #REF! |  | #REF! | #REF! | #REF! | #REF! |  | #REF! | #REF! | #REF! | #REF! |  | #REF! | #REF! | #REF! | #REF! |  | #REF! | #REF! | #REF! | #REF! |  | #REF! | #REF! | #REF! | #REF! |  | #REF! | #REF! | #REF! | #REF! |  | #REF! | #REF! | #REF! | #REF! |  | #REF! | #REF! | #REF! | #REF! |  | #REF! | #REF! | #REF! | #REF! |  | #REF! | #REF! | #REF! | #REF! |  | #REF! | #REF! | #REF! | #REF! |  | #REF! | #REF! | #REF! | #REF! |  | #REF! | #REF! | #REF! | #REF! |  | #REF! | #REF! | #REF! | #REF! |  | #REF! | #REF! | #REF! | #REF! |  | #REF! | #REF! | #REF! | #REF! |  | #REF! | #REF! | #REF! | #REF! |  | #REF! | #REF! | #REF! | #REF! |  | #REF! | #REF! | #REF! | #REF! |  | #REF! | #REF! | #REF! | #REF! |  | #REF! | #REF! | #REF! | #REF! | #REF! | #REF! | #REF! | #REF! |  |  | No Amendment | #REF! | #REF! | #REF!
[7 empty] | #REF! | #REF! | #REF! | #REF! |  | #REF! | #REF! | #REF! | #REF! |  | #REF! | #REF! | #REF! | #REF! |  | #REF! | #REF! | #REF! | #REF! |  | #REF! | #REF! | #REF! | #REF! |  | #REF! | #REF! | #REF! | #REF! |  | #REF! | #REF! | #REF! | #REF! |  | #REF! | #REF! | #REF! | #REF! |  | #REF! | #REF! | #REF! | #REF! |  | #REF! | #REF! | #REF! | #REF! |  | #REF! | #REF! | #REF! | #REF! |  | #REF! | #REF! | #REF! | #REF! |  | #REF! | #REF! | #REF! | #REF! |  | #REF! | #REF! | #REF! | #REF! |  | #REF! | #REF! | #REF! | #REF! |  | #REF! | #REF! | #REF! | #REF! |  | #REF! | #REF! | #REF! | #REF! |  | #REF! | #REF! | #REF! | #REF! |  | #REF! | #REF! | #REF! | #REF! |  | #REF! | #REF! | #REF! | #REF! |  | #REF! | #REF! | #REF! | #REF! |  | #REF! | #REF! | #REF! | #REF! |  | #REF! | #REF! | #REF! | #REF! |  | #REF! | #REF! | #REF! | #REF! | #REF! | #REF! | #REF! | #REF! |  |  | No Amendment | #REF! | #REF! | #REF!
[7 empty] | #REF! | #REF! | #REF! | #REF! |  | #REF! | #REF! | #REF! | #REF! |  | #REF! | #REF! | #REF! | #REF! |  | #REF! | #REF! | #REF! | #REF! |  | #REF! | #REF! | #REF! | #REF! |  | #REF! | #REF! | #REF! | #REF! |  | #REF! | #REF! | #REF! | #REF! |  | #REF! | #REF! | #REF! | #REF! |  | #REF! | #REF! | #REF! | #REF! |  | #REF! | #REF! | #REF! | #REF! |  | #REF! | #REF! | #REF! | #REF! |  | #REF! | #REF! | #REF! | #REF! |  | #REF! | #REF! | #REF! | #REF! |  | #REF! | #REF! | #REF! | #REF! |  | #REF! | #REF! | #REF! | #REF! |  | #REF! | #REF! | #REF! | #REF! |  | #REF! | #REF! | #REF! | #REF! |  | #REF! | #REF! | #REF! | #REF! |  | #REF! | #REF! | #REF! | #REF! |  | #REF! | #REF! | #REF! | #REF! |  | #REF! | #REF! | #REF! | #REF! |  | #REF! | #REF! | #REF! | #REF! |  | #REF! | #REF! | #REF! | #REF! |  | #REF! | #REF! | #REF! | #REF! | #REF! | #REF! | #REF! | #REF! |  |  | No Amendment | #REF! | #REF! | #REF!
[7 empty] | #REF! | #REF! | #REF! | #REF! |  | #REF! | #REF! | #REF! | #REF! |  | #REF! | #REF! | #REF! | #REF! |  | #REF! | #REF! | #REF! | #REF! |  | #REF! | #REF! | #REF! | #REF! |  | #REF! | #REF! | #REF! | #REF! |  | #REF! | #REF! | #REF! | #REF! |  | #REF! | #REF! | #REF! | #REF! |  | #REF! | #REF! | #REF! | #REF! |  | #REF! | #REF! | #REF! | #REF! |  | #REF! | #REF! | #REF! | #REF! |  | #REF! | #REF! | #REF! | #REF! |  | #REF! | #REF! | #REF! | #REF! |  | #REF! | #REF! | #REF! | #REF! |  | #REF! | #REF! | #REF! | #REF! |  | #REF! | #REF! | #REF! | #REF! |  | #REF! | #REF! | #REF! | #REF! |  | #REF! | #REF! | #REF! | #REF! |  | #REF! | #REF! | #REF! | #REF! |  | #REF! | #REF! | #REF! | #REF! |  | #REF! | #REF! | #REF! | #REF! |  | #REF! | #REF! | #REF! | #REF! |  | #REF! | #REF! | #REF! | #REF! |  | #REF! | #REF! | #REF! | #REF! | #REF! | #REF! | #REF! | #REF! |  |  | No Amendment | #REF! | #REF! | #REF!
[7 empty] | #REF! | #REF! | #REF! | #REF! |  | #REF! | #REF! | #REF! | #REF! |  | #REF! | #REF! | #REF! | #REF! |  | #REF! | #REF! | #REF! | #REF! |  | #REF! | #REF! | #REF! | #REF! |  | #REF! | #REF! | #REF! | #REF! |  | #REF! | #REF! | #REF! | #REF! |  | #REF! | #REF! | #REF! | #REF! |  | #REF! | #REF! | #REF! | #REF! |  | #REF! | #REF! | #REF! | #REF! |  | #REF! | #REF! | #REF! | #REF! |  | #REF! | #REF! | #REF! | #REF! |  | #REF! | #REF! | #REF! | #REF! |  | #REF! | #REF! | #REF! | #REF! |  | #REF! | #REF! | #REF! | #REF! |  | #REF! | #REF! | #REF! | #REF! |  | #REF! | #REF! | #REF! | #REF! |  | #REF! | #REF! | #REF! | #REF! |  | #REF! | #REF! | #REF! | #REF! |  | #REF! | #REF! | #REF! | #REF! |  | #REF! | #REF! | #REF! | #REF! |  | #REF! | #REF! | #REF! | #REF! |  | #REF! | #REF! | #REF! | #REF! |  | #REF! | #REF! | #REF! | #REF! | #REF! | #REF! | #REF! | #REF! |  |  | No Amendment | #REF! | #REF! | #REF!
[7 empty] | #REF! | #REF! | #REF! | #REF! |  | #REF! | #REF! | #REF! | #REF! |  | #REF! | #REF! | #REF! | #REF! |  | #REF! | #REF! | #REF! | #REF! |  | #REF! | #REF! | #REF! | #REF! |  | #REF! | #REF! | #REF! | #REF! |  | #REF! | #REF! | #REF! | #REF! |  | #REF! | #REF! | #REF! | #REF! |  | #REF! | #REF! | #REF! | #REF! |  | #REF! | #REF! | #REF! | #REF! |  | #REF! | #REF! | #REF! | #REF! |  | #REF! | #REF! | #REF! | #REF! |  | #REF! | #REF! | #REF! | #REF! |  | #REF! | #REF! | #REF! | #REF! |  | #REF! | #REF! | #REF! | #REF! |  | #REF! | #REF! | #REF! | #REF! |  | #REF! | #REF! | #REF! | #REF! |  | #REF! | #REF! | #REF! | #REF! |  | #REF! | #REF! | #REF! | #REF! |  | #REF! | #REF! | #REF! | #REF! |  | #REF! | #REF! | #REF! | #REF! |  | #REF! | #REF! | #REF! | #REF! |  | #REF! | #REF! | #REF! | #REF! |  | #REF! | #REF! | #REF! | #REF! | #REF! | #REF! | #REF! | #REF! |  |  | No Amendment | #REF! | #REF! | #REF!
[7 empty] | #REF! | #REF! | #REF! | #REF! |  | #REF! | #REF! | #REF! | #REF! |  | #REF! | #REF! | #REF! | #REF! |  | #REF! | #REF! | #REF! | #REF! |  | #REF! | #REF! | #REF! | #REF! |  | #REF! | #REF! | #REF! | #REF! |  | #REF! | #REF! | #REF! | #REF! |  | #REF! | #REF! | #REF! | #REF! |  | #REF! | #REF! | #REF! | #REF! |  | #REF! | #REF! | #REF! | #REF! |  | #REF! | #REF! | #REF! | #REF! |  | #REF! | #REF! | #REF! | #REF! |  | #REF! | #REF! | #REF! | #REF! |  | #REF! | #REF! | #REF! | #REF! |  | #REF! | #REF! | #REF! | #REF! |  | #REF! | #REF! | #REF! | #REF! |  | #REF! | #REF! | #REF! | #REF! |  | #REF! | #REF! | #REF! | #REF! |  | #REF! | #REF! | #REF! | #REF! |  | #REF! | #REF! | #REF! | #REF! |  | #REF! | #REF! | #REF! | #REF! |  | #REF! | #REF! | #REF! | #REF! |  | #REF! | #REF! | #REF! | #REF! |  | #REF! | #REF! | #REF! | #REF! | #REF! | #REF! | #REF! | #REF! |  |  | No Amendment | #REF! | #REF! | #REF!
[7 empty] | #REF! | #REF! | #REF! | #REF! |  | #REF! | #REF! | #REF! | #REF! |  | #REF! | #REF! | #REF! | #REF! |  | #REF! | #REF! | #REF! | #REF! |  | #REF! | #REF! | #REF! | #REF! |  | #REF! | #REF! | #REF! | #REF! |  | #REF! | #REF! | #REF! | #REF! |  | #REF! | #REF! | #REF! | #REF! |  | #REF! | #REF! | #REF! | #REF! |  | #REF! | #REF! | #REF! | #REF! |  | #REF! | #REF! | #REF! | #REF! |  | #REF! | #REF! | #REF! | #REF! |  | #REF! | #REF! | #REF! | #REF! |  | #REF! | #REF! | #REF! | #REF! |  | #REF! | #REF! | #REF! | #REF! |  | #REF! | #REF! | #REF! | #REF! |  | #REF! | #REF! | #REF! | #REF! |  | #REF! | #REF! | #REF! | #REF! |  | #REF! | #REF! | #REF! | #REF! |  | #REF! | #REF! | #REF! | #REF! |  | #REF! | #REF! | #REF! | #REF! |  | #REF! | #REF! | #REF! | #REF! |  | #REF! | #REF! | #REF! | #REF! |  | #REF! | #REF! | #REF! | #REF! | #REF! | #REF! | #REF! | #REF! |  |  | No Amendment | #REF! | #REF! | #REF!
[7 empty] | #REF! | #REF! | #REF! | #REF! |  | #REF! | #REF! | #REF! | #REF! |  | #REF! | #REF! | #REF! | #REF! |  | #REF! | #REF! | #REF! | #REF! |  | #REF! | #REF! | #REF! | #REF! |  | #REF! | #REF! | #REF! | #REF! |  | #REF! | #REF! | #REF! | #REF! |  | #REF! | #REF! | #REF! | #REF! |  | #REF! | #REF! | #REF! | #REF! |  | #REF! | #REF! | #REF! | #REF! |  | #REF! | #REF! | #REF! | #REF! |  | #REF! | #REF! | #REF! | #REF! |  | #REF! | #REF! | #REF! | #REF! |  | #REF! | #REF! | #REF! | #REF! |  | #REF! | #REF! | #REF! | #REF! |  | #REF! | #REF! | #REF! | #REF! |  | #REF! | #REF! | #REF! | #REF! |  | #REF! | #REF! | #REF! | #REF! |  | #REF! | #REF! | #REF! | #REF! |  | #REF! | #REF! | #REF! | #REF! |  | #REF! | #REF! | #REF! | #REF! |  | #REF! | #REF! | #REF! | #REF! |  | #REF! | #REF! | #REF! | #REF! |  | #REF! | #REF! | #REF! | #REF! | #REF! | #REF! | #REF! | #REF! |  |  | No Amendment | #REF! | #REF! | #REF!
[7 empty] | #REF! | #REF! | #REF! | #REF! |  | #REF! | #REF! | #REF! | #REF! |  | #REF! | #REF! | #REF! | #REF! |  | #REF! | #REF! | #REF! | #REF! |  | #REF! | #REF! | #REF! | #REF! |  | #REF! | #REF! | #REF! | #REF! |  | #REF! | #REF! | #REF! | #REF! |  | #REF! | #REF! | #REF! | #REF! |  | #REF! | #REF! | #REF! | #REF! |  | #REF! | #REF! | #REF! | #REF! |  | #REF! | #REF! | #REF! | #REF! |  | #REF! | #REF! | #REF! | #REF! |  | #REF! | #REF! | #REF! | #REF! |  | #REF! | #REF! | #REF! | #REF! |  | #REF! | #REF! | #REF! | #REF! |  | #REF! | #REF! | #REF! | #REF! |  | #REF! | #REF! | #REF! | #REF! |  | #REF! | #REF! | #REF! | #REF! |  | #REF! | #REF! | #REF! | #REF! |  | #REF! | #REF! | #REF! | #REF! |  | #REF! | #REF! | #REF! | #REF! |  | #REF! | #REF! | #REF! | #REF! |  | #REF! | #REF! | #REF! | #REF! |  | #REF! | #REF! | #REF! | #REF! | #REF! | #REF! | #REF! | #REF! |  |  | No Amendment | #REF! | #REF! | #REF!
[7 empty] | #REF! | #REF! | #REF! | #REF! |  | #REF! | #REF! | #REF! | #REF! |  | #REF! | #REF! | #REF! | #REF! |  | #REF! | #REF! | #REF! | #REF! |  | #REF! | #REF! | #REF! | #REF! |  | #REF! | #REF! | #REF! | #REF! |  | #REF! | #REF! | #REF! | #REF! |  | #REF! | #REF! | #REF! | #REF! |  | #REF! | #REF! | #REF! | #REF! |  | #REF! | #REF! | #REF! | #REF! |  | #REF! | #REF! | #REF! | #REF! |  | #REF! | #REF! | #REF! | #REF! |  | #REF! | #REF! | #REF! | #REF! |  | #REF! | #REF! | #REF! | #REF! |  | #REF! | #REF! | #REF! | #REF! |  | #REF! | #REF! | #REF! | #REF! |  | #REF! | #REF! | #REF! | #REF! |  | #REF! | #REF! | #REF! | #REF! |  | #REF! | #REF! | #REF! | #REF! |  | #REF! | #REF! | #REF! | #REF! |  | #REF! | #REF! | #REF! | #REF! |  | #REF! | #REF! | #REF! | #REF! |  | #REF! | #REF! | #REF! | #REF! |  | #REF! | #REF! | #REF! | #REF! | #REF! | #REF! | #REF! | #REF! |  |  | No Amendment | #REF! | #REF! | #REF!
[7 empty] | #REF! | #REF! | #REF! | #REF! |  | #REF! | #REF! | #REF! | #REF! |  | #REF! | #REF! | #REF! | #REF! |  | #REF! | #REF! | #REF! | #REF! |  | #REF! | #REF! | #REF! | #REF! |  | #REF! | #REF! | #REF! | #REF! |  | #REF! | #REF! | #REF! | #REF! |  | #REF! | #REF! | #REF! | #REF! |  | #REF! | #REF! | #REF! | #REF! |  | #REF! | #REF! | #REF! | #REF! |  | #REF! | #REF! | #REF! | #REF! |  | #REF! | #REF! | #REF! | #REF! |  | #REF! | #REF! | #REF! | #REF! |  | #REF! | #REF! | #REF! | #REF! |  | #REF! | #REF! | #REF! | #REF! |  | #REF! | #REF! | #REF! | #REF! |  | #REF! | #REF! | #REF! | #REF! |  | #REF! | #REF! | #REF! | #REF! |  | #REF! | #REF! | #REF! | #REF! |  | #REF! | #REF! | #REF! | #REF! |  | #REF! | #REF! | #REF! | #REF! |  | #REF! | #REF! | #REF! | #REF! |  | #REF! | #REF! | #REF! | #REF! |  | #REF! | #REF! | #REF! | #REF! | #REF! | #REF! | #REF! | #REF! |  |  | No Amendment | #REF! | #REF! | #REF!
[7 empty] | #REF! | #REF! | #REF! | #REF! |  | #REF! | #REF! | #REF! | #REF! |  | #REF! | #REF! | #REF! | #REF! |  | #REF! | #REF! | #REF! | #REF! |  | #REF! | #REF! | #REF! | #REF! |  | #REF! | #REF! | #REF! | #REF! |  | #REF! | #REF! | #REF! | #REF! |  | #REF! | #REF! | #REF! | #REF! |  | #REF! | #REF! | #REF! | #REF! |  | #REF! | #REF! | #REF! | #REF! |  | #REF! | #REF! | #REF! | #REF! |  | #REF! | #REF! | #REF! | #REF! |  | #REF! | #REF! | #REF! | #REF! |  | #REF! | #REF! | #REF! | #REF! |  | #REF! | #REF! | #REF! | #REF! |  | #REF! | #REF! | #REF! | #REF! |  | #REF! | #REF! | #REF! | #REF! |  | #REF! | #REF! | #REF! | #REF! |  | #REF! | #REF! | #REF! | #REF! |  | #REF! | #REF! | #REF! | #REF! |  | #REF! | #REF! | #REF! | #REF! |  | #REF! | #REF! | #REF! | #REF! |  | #REF! | #REF! | #REF! | #REF! |  | #REF! | #REF! | #REF! | #REF! | #REF! | #REF! | #REF! | #REF! |  |  | No Amendment | #REF! | #REF! | #REF!
[7 empty] | #REF! | #REF! | #REF! | #REF! |  | #REF! | #REF! | #REF! | #REF! |  | #REF! | #REF! | #REF! | #REF! |  | #REF! | #REF! | #REF! | #REF! |  | #REF! | #REF! | #REF! | #REF! |  | #REF! | #REF! | #REF! | #REF! |  | #REF! | #REF! | #REF! | #REF! |  | #REF! | #REF! | #REF! | #REF! |  | #REF! | #REF! | #REF! | #REF! |  | #REF! | #REF! | #REF! | #REF! |  | #REF! | #REF! | #REF! | #REF! |  | #REF! | #REF! | #REF! | #REF! |  | #REF! | #REF! | #REF! | #REF! |  | #REF! | #REF! | #REF! | #REF! |  | #REF! | #REF! | #REF! | #REF! |  | #REF! | #REF! | #REF! | #REF! |  | #REF! | #REF! | #REF! | #REF! |  | #REF! | #REF! | #REF! | #REF! |  | #REF! | #REF! | #REF! | #REF! |  | #REF! | #REF! | #REF! | #REF! |  | #REF! | #REF! | #REF! | #REF! |  | #REF! | #REF! | #REF! | #REF! |  | #REF! | #REF! | #REF! | #REF! |  | #REF! | #REF! | #REF! | #REF! | #REF! | #REF! | #REF! | #REF! |  |  | No Amendment | #REF! | #REF! | #REF!
[7 empty] | #REF! | #REF! | #REF! | #REF! |  | #REF! | #REF! | #REF! | #REF! |  | #REF! | #REF! | #REF! | #REF! |  | #REF! | #REF! | #REF! | #REF! |  | #REF! | #REF! | #REF! | #REF! |  | #REF! | #REF! | #REF! | #REF! |  | #REF! | #REF! | #REF! | #REF! |  | #REF! | #REF! | #REF! | #REF! |  | #REF! | #REF! | #REF! | #REF! |  | #REF! | #REF! | #REF! | #REF! |  | #REF! | #REF! | #REF! | #REF! |  | #REF! | #REF! | #REF! | #REF! |  | #REF! | #REF! | #REF! | #REF! |  | #REF! | #REF! | #REF! | #REF! |  | #REF! | #REF! | #REF! | #REF! |  | #REF! | #REF! | #REF! | #REF! |  | #REF! | #REF! | #REF! | #REF! |  | #REF! | #REF! | #REF! | #REF! |  | #REF! | #REF! | #REF! | #REF! |  | #REF! | #REF! | #REF! | #REF! |  | #REF! | #REF! | #REF! | #REF! |  | #REF! | #REF! | #REF! | #REF! |  | #REF! | #REF! | #REF! | #REF! |  | #REF! | #REF! | #REF! | #REF! | #REF! | #REF! | #REF! | #REF! |  |  | No Amendment | #REF! | #REF! | #REF!
[7 empty] | #REF! | #REF! | #REF! | #REF! |  | #REF! | #REF! | #REF! | #REF! |  | #REF! | #REF! | #REF! | #REF! |  | #REF! | #REF! | #REF! | #REF! |  | #REF! | #REF! | #REF! | #REF! |  | #REF! | #REF! | #REF! | #REF! |  | #REF! | #REF! | #REF! | #REF! |  | #REF! | #REF! | #REF! | #REF! |  | #REF! | #REF! | #REF! | #REF! |  | #REF! | #REF! | #REF! | #REF! |  | #REF! | #REF! | #REF! | #REF! |  | #REF! | #REF! | #REF! | #REF! |  | #REF! | #REF! | #REF! | #REF! |  | #REF! | #REF! | #REF! | #REF! |  | #REF! | #REF! | #REF! | #REF! |  | #REF! | #REF! | #REF! | #REF! |  | #REF! | #REF! | #REF! | #REF! |  | #REF! | #REF! | #REF! | #REF! |  | #REF! | #REF! | #REF! | #REF! |  | #REF! | #REF! | #REF! | #REF! |  | #REF! | #REF! | #REF! | #REF! |  | #REF! | #REF! | #REF! | #REF! |  | #REF! | #REF! | #REF! | #REF! |  | #REF! | #REF! | #REF! | #REF! | #REF! | #REF! | #REF! | #REF! |  |  | No Amendment | #REF! | #REF! | #REF!
[7 empty] | #REF! | #REF! | #REF! | #REF! |  | #REF! | #REF! | #REF! | #REF! |  | #REF! | #REF! | #REF! | #REF! |  | #REF! | #REF! | #REF! | #REF! |  | #REF! | #REF! | #REF! | #REF! |  | #REF! | #REF! | #REF! | #REF! |  | #REF! | #REF! | #REF! | #REF! |  | #REF! | #REF! | #REF! | #REF! |  | #REF! | #REF! | #REF! | #REF! |  | #REF! | #REF! | #REF! | #REF! |  | #REF! | #REF! | #REF! | #REF! |  | #REF! | #REF! | #REF! | #REF! |  | #REF! | #REF! | #REF! | #REF! |  | #REF! | #REF! | #REF! | #REF! |  | #REF! | #REF! | #REF! | #REF! |  | #REF! | #REF! | #REF! | #REF! |  | #REF! | #REF! | #REF! | #REF! |  | #REF! | #REF! | #REF! | #REF! |  | #REF! | #REF! | #REF! | #REF! |  | #REF! | #REF! | #REF! | #REF! |  | #REF! | #REF! | #REF! | #REF! |  | #REF! | #REF! | #REF! | #REF! |  | #REF! | #REF! | #REF! | #REF! |  | #REF! | #REF! | #REF! | #REF! | #REF! | #REF! | #REF! | #REF! |  |  | No Amendment | #REF! | #REF! | #REF!
[7 empty] | #REF! | #REF! | #REF! | #REF! |  | #REF! | #REF! | #REF! | #REF! |  | #REF! | #REF! | #REF! | #REF! |  | #REF! | #REF! | #REF! | #REF! |  | #REF! | #REF! | #REF! | #REF! |  | #REF! | #REF! | #REF! | #REF! |  | #REF! | #REF! | #REF! | #REF! |  | #REF! | #REF! | #REF! | #REF! |  | #REF! | #REF! | #REF! | #REF! |  | #REF! | #REF! | #REF! | #REF! |  | #REF! | #REF! | #REF! | #REF! |  | #REF! | #REF! | #REF! | #REF! |  | #REF! | #REF! | #REF! | #REF! |  | #REF! | #REF! | #REF! | #REF! |  | #REF! | #REF! | #REF! | #REF! |  | #REF! | #REF! | #REF! | #REF! |  | #REF! | #REF! | #REF! | #REF! |  | #REF! | #REF! | #REF! | #REF! |  | #REF! | #REF! | #REF! | #REF! |  | #REF! | #REF! | #REF! | #REF! |  | #REF! | #REF! | #REF! | #REF! |  | #REF! | #REF! | #REF! | #REF! |  | #REF! | #REF! | #REF! | #REF! |  | #REF! | #REF! | #REF! | #REF! | #REF! | #REF! | #REF! | #REF! |  |  | No Amendment | #REF! | #REF! | #REF!
[7 empty] | #REF! | #REF! | #REF! | #REF! |  | #REF! | #REF! | #REF! | #REF! |  | #REF! | #REF! | #REF! | #REF! |  | #REF! | #REF! | #REF! | #REF! |  | #REF! | #REF! | #REF! | #REF! |  | #REF! | #REF! | #REF! | #REF! |  | #REF! | #REF! | #REF! | #REF! |  | #REF! | #REF! | #REF! | #REF! |  | #REF! | #REF! | #REF! | #REF! |  | #REF! | #REF! | #REF! | #REF! |  | #REF! | #REF! | #REF! | #REF! |  | #REF! | #REF! | #REF! | #REF! |  | #REF! | #REF! | #REF! | #REF! |  | #REF! | #REF! | #REF! | #REF! |  | #REF! | #REF! | #REF! | #REF! |  | #REF! | #REF! | #REF! | #REF! |  | #REF! | #REF! | #REF! | #REF! |  | #REF! | #REF! | #REF! | #REF! |  | #REF! | #REF! | #REF! | #REF! |  | #REF! | #REF! | #REF! | #REF! |  | #REF! | #REF! | #REF! | #REF! |  | #REF! | #REF! | #REF! | #REF! |  | #REF! | #REF! | #REF! | #REF! |  | #REF! | #REF! | #REF! | #REF! | #REF! | #REF! | #REF! | #REF!
[7 empty] | #REF! | #REF! | #REF! | #REF! |  | #REF! | #REF! | #REF! | #REF! |  | #REF! | #REF! | #REF! | #REF! |  | #REF! | #REF! | #REF! | #REF! |  | #REF! | #REF! | #REF! | #REF! |  | #REF! | #REF! | #REF! | #REF! |  | #REF! | #REF! | #REF! | #REF! |  | #REF! | #REF! | #REF! | #REF! |  | #REF! | #REF! | #REF! | #REF! |  | #REF! | #REF! | #REF! | #REF! |  | #REF! | #REF! | #REF! | #REF! |  | #REF! | #REF! | #REF! | #REF! |  | #REF! | #REF! | #REF! | #REF! |  | #REF! | #REF! | #REF! | #REF! |  | #REF! | #REF! | #REF! | #REF! |  | #REF! | #REF! | #REF! | #REF! |  | #REF! | #REF! | #REF! | #REF! |  | #REF! | #REF! | #REF! | #REF! |  | #REF! | #REF! | #REF! | #REF! |  | #REF! | #REF! | #REF! | #REF! |  | #REF! | #REF! | #REF! | #REF! |  | #REF! | #REF! | #REF! | #REF! |  | #REF! | #REF! | #REF! | #REF! |  | #REF! | #REF! | #REF! | #REF! | #REF! | #REF! | #REF! | #REF! |  |  | No Amendment | #REF! | #REF! | #REF!
[7 empty] | #REF! | #REF! | #REF! | #REF! |  | #REF! | #REF! | #REF! | #REF! |  | #REF! | #REF! | #REF! | #REF! |  | #REF! | #REF! | #REF! | #REF! |  | #REF! | #REF! | #REF! | #REF! |  | #REF! | #REF! | #REF! | #REF! |  | #REF! | #REF! | #REF! | #REF! |  | #REF! | #REF! | #REF! | #REF! |  | #REF! | #REF! | #REF! | #REF! |  | #REF! | #REF! | #REF! | #REF! |  | #REF! | #REF! | #REF! | #REF! |  | #REF! | #REF! | #REF! | #REF! |  | #REF! | #REF! | #REF! | #REF! |  | #REF! | #REF! | #REF! | #REF! |  | #REF! | #REF! | #REF! | #REF! |  | #REF! | #REF! | #REF! | #REF! |  | #REF! | #REF! | #REF! | #REF! |  | #REF! | #REF! | #REF! | #REF! |  | #REF! | #REF! | #REF! | #REF! |  | #REF! | #REF! | #REF! | #REF! |  | #REF! | #REF! | #REF! | #REF! |  | #REF! | #REF! | #REF! | #REF! |  | #REF! | #REF! | #REF! | #REF! |  | #REF! | #REF! | #REF! | #REF! | #REF! | #REF! | #REF! | #REF! |  |  | No Amendment | #REF! | #REF! | #REF!
[7 empty] | #REF! | #REF! | #REF! | #REF! |  | #REF! | #REF! | #REF! | #REF! |  | #REF! | #REF! | #REF! | #REF! |  | #REF! | #REF! | #REF! | #REF! |  | #REF! | #REF! | #REF! | #REF! |  | #REF! | #REF! | #REF! | #REF! |  | #REF! | #REF! | #REF! | #REF! |  | #REF! | #REF! | #REF! | #REF! |  | #REF! | #REF! | #REF! | #REF! |  | #REF! | #REF! | #REF! | #REF! |  | #REF! | #REF! | #REF! | #REF! |  | #REF! | #REF! | #REF! | #REF! |  | #REF! | #REF! | #REF! | #REF! |  | #REF! | #REF! | #REF! | #REF! |  | #REF! | #REF! | #REF! | #REF! |  | #REF! | #REF! | #REF! | #REF! |  | #REF! | #REF! | #REF! | #REF! |  | #REF! | #REF! | #REF! | #REF! |  | #REF! | #REF! | #REF! | #REF! |  | #REF! | #REF! | #REF! | #REF! |  | #REF! | #REF! | #REF! | #REF! |  | #REF! | #REF! | #REF! | #REF! |  | #REF! | #REF! | #REF! | #REF! |  | #REF! | #REF! | #REF! | #REF! | #REF! | #REF! | #REF! | #REF! |  |  | No Amendment | #REF! | #REF! | #REF!
[7 empty] | #REF! | #REF! | #REF! | #REF! |  | #REF! | #REF! | #REF! | #REF! |  | #REF! | #REF! | #REF! | #REF! |  | #REF! | #REF! | #REF! | #REF! |  | #REF! | #REF! | #REF! | #REF! |  | #REF! | #REF! | #REF! | #REF! |  | #REF! | #REF! | #REF! | #REF! |  | #REF! | #REF! | #REF! | #REF! |  | #REF! | #REF! | #REF! | #REF! |  | #REF! | #REF! | #REF! | #REF! |  | #REF! | #REF! | #REF! | #REF! |  | #REF! | #REF! | #REF! | #REF! |  | #REF! | #REF! | #REF! | #REF! |  | #REF! | #REF! | #REF! | #REF! |  | #REF! | #REF! | #REF! | #REF! |  | #REF! | #REF! | #REF! | #REF! |  | #REF! | #REF! | #REF! | #REF! |  | #REF! | #REF! | #REF! | #REF! |  | #REF! | #REF! | #REF! | #REF! |  | #REF! | #REF! | #REF! | #REF! |  | #REF! | #REF! | #REF! | #REF! |  | #REF! | #REF! | #REF! | #REF! |  | #REF! | #REF! | #REF! | #REF! |  | #REF! | #REF! | #REF! | #REF! | #REF! | #REF! | #REF! | #REF! |  |  | No Amendment | #REF! | #REF! | #REF!
[7 empty] | #REF! | #REF! | #REF! | #REF! |  | #REF! | #REF! | #REF! | #REF! |  | #REF! | #REF! | #REF! | #REF! |  | #REF! | #REF! | #REF! | #REF! |  | #REF! | #REF! | #REF! | #REF! |  | #REF! | #REF! | #REF! | #REF! |  | #REF! | #REF! | #REF! | #REF! |  | #REF! | #REF! | #REF! | #REF! |  | #REF! | #REF! | #REF! | #REF! |  | #REF! | #REF! | #REF! | #REF! |  | #REF! | #REF! | #REF! | #REF! |  | #REF! | #REF! | #REF! | #REF! |  | #REF! | #REF! | #REF! | #REF! |  | #REF! | #REF! | #REF! | #REF! |  | #REF! | #REF! | #REF! | #REF! |  | #REF! | #REF! | #REF! | #REF! |  | #REF! | #REF! | #REF! | #REF! |  | #REF! | #REF! | #REF! | #REF! |  | #REF! | #REF! | #REF! | #REF! |  | #REF! | #REF! | #REF! | #REF! |  | #REF! | #REF! | #REF! | #REF! |  | #REF! | #REF! | #REF! | #REF! |  | #REF! | #REF! | #REF! | #REF! |  | #REF! | #REF! | #REF! | #REF! | #REF! | #REF! | #REF! | #REF! |  |  | No Amendment | #REF! | #REF! | #REF!
[7 empty] | #REF! | #REF! | #REF! | #REF! |  | #REF! | #REF! | #REF! | #REF! |  | #REF! | #REF! | #REF! | #REF! |  | #REF! | #REF! | #REF! | #REF! |  | #REF! | #REF! | #REF! | #REF! |  | #REF! | #REF! | #REF! | #REF! |  | #REF! | #REF! | #REF! | #REF! |  | #REF! | #REF! | #REF! | #REF! |  | #REF! | #REF! | #REF! | #REF! |  | #REF! | #REF! | #REF! | #REF! |  | #REF! | #REF! | #REF! | #REF! |  | #REF! | #REF! | #REF! | #REF! |  | #REF! | #REF! | #REF! | #REF! |  | #REF! | #REF! | #REF! | #REF! |  | #REF! | #REF! | #REF! | #REF! |  | #REF! | #REF! | #REF! | #REF! |  | #REF! | #REF! | #REF! | #REF! |  | #REF! | #REF! | #REF! | #REF! |  | #REF! | #REF! | #REF! | #REF! |  | #REF! | #REF! | #REF! | #REF! |  | #REF! | #REF! | #REF! | #REF! |  | #REF! | #REF! | #REF! | #REF! |  | #REF! | #REF! | #REF! | #REF! |  | #REF! | #REF! | #REF! | #REF! | #REF! | #REF! | #REF! | #REF! |  |  | No Amendment | #REF! | #REF! | #REF!
[7 empty] | #REF! | #REF! | #REF! | #REF! |  | #REF! | #REF! | #REF! | #REF! |  | #REF! | #REF! | #REF! | #REF! |  | #REF! | #REF! | #REF! | #REF! |  | #REF! | #REF! | #REF! | #REF! |  | #REF! | #REF! | #REF! | #REF! |  | #REF! | #REF! | #REF! | #REF! |  | #REF! | #REF! | #REF! | #REF! |  | #REF! | #REF! | #REF! | #REF! |  | #REF! | #REF! | #REF! | #REF! |  | #REF! | #REF! | #REF! | #REF! |  | #REF! | #REF! | #REF! | #REF! |  | #REF! | #REF! | #REF! | #REF! |  | #REF! | #REF! | #REF! | #REF! |  | #REF! | #REF! | #REF! | #REF! |  | #REF! | #REF! | #REF! | #REF! |  | #REF! | #REF! | #REF! | #REF! |  | #REF! | #REF! | #REF! | #REF! |  | #REF! | #REF! | #REF! | #REF! |  | #REF! | #REF! | #REF! | #REF! |  | #REF! | #REF! | #REF! | #REF! |  | #REF! | #REF! | #REF! | #REF! |  | #REF! | #REF! | #REF! | #REF! |  | #REF! | #REF! | #REF! | #REF! | #REF! | #REF! | #REF! | #REF! |  |  | Formwork | #REF! | #REF! | #REF!
[7 empty] | #REF! | #REF! | #REF! | #REF! |  | #REF! | #REF! | #REF! | #REF! |  | #REF! | #REF! | #REF! | #REF! |  | #REF! | #REF! | #REF! | #REF! |  | #REF! | #REF! | #REF! | #REF! |  | #REF! | #REF! | #REF! | #REF! |  | #REF! | #REF! | #REF! | #REF! |  | #REF! | #REF! | #REF! | #REF! |  | #REF! | #REF! | #REF! | #REF! |  | #REF! | #REF! | #REF! | #REF! |  | #REF! | #REF! | #REF! | #REF! |  | #REF! | #REF! | #REF! | #REF! |  | #REF! | #REF! | #REF! | #REF! |  | #REF! | #REF! | #REF! | #REF! |  | #REF! | #REF! | #REF! | #REF! |  | #REF! | #REF! | #REF! | #REF! |  | #REF! | #REF! | #REF! | #REF! |  | #REF! | #REF! | #REF! | #REF! |  | #REF! | #REF! | #REF! | #REF! |  | #REF! | #REF! | #REF! | #REF! |  | #REF! | #REF! | #REF! | #REF! |  | #REF! | #REF! | #REF! | #REF! |  | #REF! | #REF! | #REF! | #REF! |  | #REF! | #REF! | #REF! | #REF! | #REF! | #REF! | #REF! | #REF! |  |  | Formwork | #REF! | #REF! | #REF!
[7 empty] | #REF! | #REF! | #REF! | #REF! |  | #REF! | #REF! | #REF! | #REF! |  | #REF! | #REF! | #REF! | #REF! |  | #REF! | #REF! | #REF! | #REF! |  | #REF! | #REF! | #REF! | #REF! |  | #REF! | #REF! | #REF! | #REF! |  | #REF! | #REF! | #REF! | #REF! |  | #REF! | #REF! | #REF! | #REF! |  | #REF! | #REF! | #REF! | #REF! |  | #REF! | #REF! | #REF! | #REF! |  | #REF! | #REF! | #REF! | #REF! |  | #REF! | #REF! | #REF! | #REF! |  | #REF! | #REF! | #REF! | #REF! |  | #REF! | #REF! | #REF! | #REF! |  | #REF! | #REF! | #REF! | #REF! |  | #REF! | #REF! | #REF! | #REF! |  | #REF! | #REF! | #REF! | #REF! |  | #REF! | #REF! | #REF! | #REF! |  | #REF! | #REF! | #REF! | #REF! |  | #REF! | #REF! | #REF! | #REF! |  | #REF! | #REF! | #REF! | #REF! |  | #REF! | #REF! | #REF! | #REF! |  | #REF! | #REF! | #REF! | #REF! |  | #REF! | #REF! | #REF! | #REF! | #REF! | #REF! | #REF! | #REF! |  |  | Formwork | #REF! | #REF! | #REF!
[7 empty] | #REF! | #REF! | #REF! | #REF! |  | #REF! | #REF! | #REF! | #REF! |  | #REF! | #REF! | #REF! | #REF! |  | #REF! | #REF! | #REF! | #REF! |  | #REF! | #REF! | #REF! | #REF! |  | #REF! | #REF! | #REF! | #REF! |  | #REF! | #REF! | #REF! | #REF! |  | #REF! | #REF! | #REF! | #REF! |  | #REF! | #REF! | #REF! | #REF! |  | #REF! | #REF! | #REF! | #REF! |  | #REF! | #REF! | #REF! | #REF! |  | #REF! | #REF! | #REF! | #REF! |  | #REF! | #REF! | #REF! | #REF! |  | #REF! | #REF! | #REF! | #REF! |  | #REF! | #REF! | #REF! | #REF! |  | #REF! | #REF! | #REF! | #REF! |  | #REF! | #REF! | #REF! | #REF! |  | #REF! | #REF! | #REF! | #REF! |  | #REF! | #REF! | #REF! | #REF! |  | #REF! | #REF! | #REF! | #REF! |  | #REF! | #REF! | #REF! | #REF! |  | #REF! | #REF! | #REF! | #REF! |  | #REF! | #REF! | #REF! | #REF! |  | #REF! | #REF! | #REF! | #REF! | #REF! | #REF! | #REF! | #REF! |  |  | Formwork | #REF! | #REF! | #REF!
[7 empty] | #REF! | #REF! | #REF! | #REF! |  | #REF! | #REF! | #REF! | #REF! |  | #REF! | #REF! | #REF! | #REF! |  | #REF! | #REF! | #REF! | #REF! |  | #REF! | #REF! | #REF! | #REF! |  | #REF! | #REF! | #REF! | #REF! |  | #REF! | #REF! | #REF! | #REF! |  | #REF! | #REF! | #REF! | #REF! |  | #REF! | #REF! | #REF! | #REF! |  | #REF! | #REF! | #REF! | #REF! |  | #REF! | #REF! | #REF! | #REF! |  | #REF! | #REF! | #REF! | #REF! |  | #REF! | #REF! | #REF! | #REF! |  | #REF! | #REF! | #REF! | #REF! |  | #REF! | #REF! | #REF! | #REF! |  | #REF! | #REF! | #REF! | #REF! |  | #REF! | #REF! | #REF! | #REF! |  | #REF! | #REF! | #REF! | #REF! |  | #REF! | #REF! | #REF! | #REF! |  | #REF! | #REF! | #REF! | #REF! |  | #REF! | #REF! | #REF! | #REF! |  | #REF! | #REF! | #REF! | #REF! |  | #REF! | #REF! | #REF! | #REF! |  | #REF! | #REF! | #REF! | #REF! | #REF! | #REF! | #REF! | #REF! |  |  | Formwork | #REF! | #REF! | #REF!
[7 empty] | #REF! | #REF! | #REF! | #REF! |  | #REF! | #REF! | #REF! | #REF! |  | #REF! | #REF! | #REF! | #REF! |  | #REF! | #REF! | #REF! | #REF! |  | #REF! | #REF! | #REF! | #REF! |  | #REF! | #REF! | #REF! | #REF! |  | #REF! | #REF! | #REF! | #REF! |  | #REF! | #REF! | #REF! | #REF! |  | #REF! | #REF! | #REF! | #REF! |  | #REF! | #REF! | #REF! | #REF! |  | #REF! | #REF! | #REF! | #REF! |  | #REF! | #REF! | #REF! | #REF! |  | #REF! | #REF! | #REF! | #REF! |  | #REF! | #REF! | #REF! | #REF! |  | #REF! | #REF! | #REF! | #REF! |  | #REF! | #REF! | #REF! | #REF! |  | #REF! | #REF! | #REF! | #REF! |  | #REF! | #REF! | #REF! | #REF! |  | #REF! | #REF! | #REF! | #REF! |  | #REF! | #REF! | #REF! | #REF! |  | #REF! | #REF! | #REF! | #REF! |  | #REF! | #REF! | #REF! | #REF! |  | #REF! | #REF! | #REF! | #REF! |  | #REF! | #REF! | #REF! | #REF! | #REF! | #REF! | #REF! | #REF! |  |  | Formwork | #REF! | #REF! | #REF!
[7 empty] | #REF! | #REF! | #REF! | #REF! |  | #REF! | #REF! | #REF! | #REF! |  | #REF! | #REF! | #REF! | #REF! |  | #REF! | #REF! | #REF! | #REF! |  | #REF! | #REF! | #REF! | #REF! |  | #REF! | #REF! | #REF! | #REF! |  | #REF! | #REF! | #REF! | #REF! |  | #REF! | #REF! | #REF! | #REF! |  | #REF! | #REF! | #REF! | #REF! |  | #REF! | #REF! | #REF! | #REF! |  | #REF! | #REF! | #REF! | #REF! |  | #REF! | #REF! | #REF! | #REF! |  | #REF! | #REF! | #REF! | #REF! |  | #REF! | #REF! | #REF! | #REF! |  | #REF! | #REF! | #REF! | #REF! |  | #REF! | #REF! | #REF! | #REF! |  | #REF! | #REF! | #REF! | #REF! |  | #REF! | #REF! | #REF! | #REF! |  | #REF! | #REF! | #REF! | #REF! |  | #REF! | #REF! | #REF! | #REF! |  | #REF! | #REF! | #REF! | #REF! |  | #REF! | #REF! | #REF! | #REF! |  | #REF! | #REF! | #REF! | #REF! |  | #REF! | #REF! | #REF! | #REF! | #REF! | #REF! | #REF! | #REF! |  |  | Formwork | #REF! | #REF! | #REF!
[7 empty] | #REF! | #REF! | #REF! | #REF! |  | #REF! | #REF! | #REF! | #REF! |  | #REF! | #REF! | #REF! | #REF! |  | #REF! | #REF! | #REF! | #REF! |  | #REF! | #REF! | #REF! | #REF! |  | #REF! | #REF! | #REF! | #REF! |  | #REF! | #REF! | #REF! | #REF! |  | #REF! | #REF! | #REF! | #REF! |  | #REF! | #REF! | #REF! | #REF! |  | #REF! | #REF! | #REF! | #REF! |  | #REF! | #REF! | #REF! | #REF! |  | #REF! | #REF! | #REF! | #REF! |  | #REF! | #REF! | #REF! | #REF! |  | #REF! | #REF! | #REF! | #REF! |  | #REF! | #REF! | #REF! | #REF! |  | #REF! | #REF! | #REF! | #REF! |  | #REF! | #REF! | #REF! | #REF! |  | #REF! | #REF! | #REF! | #REF! |  | #REF! | #REF! | #REF! | #REF! |  | #REF! | #REF! | #REF! | #REF! |  | #REF! | #REF! | #REF! | #REF! |  | #REF! | #REF! | #REF! | #REF! |  | #REF! | #REF! | #REF! | #REF! |  | #REF! | #REF! | #REF! | #REF! | #REF! | #REF! | #REF! | #REF! |  |  | Formwork | #REF! | #REF! | #REF!
[7 empty] | #REF! | #REF! | #REF! | #REF! |  | #REF! | #REF! | #REF! | #REF! |  | #REF! | #REF! | #REF! | #REF! |  | #REF! | #REF! | #REF! | #REF! |  | #REF! | #REF! | #REF! | #REF! |  | #REF! | #REF! | #REF! | #REF! |  | #REF! | #REF! | #REF! | #REF! |  | #REF! | #REF! | #REF! | #REF! |  | #REF! | #REF! | #REF! | #REF! |  | #REF! | #REF! | #REF! | #REF! |  | #REF! | #REF! | #REF! | #REF! |  | #REF! | #REF! | #REF! | #REF! |  | #REF! | #REF! | #REF! | #REF! |  | #REF! | #REF! | #REF! | #REF! |  | #REF! | #REF! | #REF! | #REF! |  | #REF! | #REF! | #REF! | #REF! |  | #REF! | #REF! | #REF! | #REF! |  | #REF! | #REF! | #REF! | #REF! |  | #REF! | #REF! | #REF! | #REF! |  | #REF! | #REF! | #REF! | #REF! |  | #REF! | #REF! | #REF! | #REF! |  | #REF! | #REF! | #REF! | #REF! |  | #REF! | #REF! | #REF! | #REF! |  | #REF! | #REF! | #REF! | #REF! | #REF! | #REF! | #REF! | #REF! |  |  | Formwork | #REF! | #REF! | #REF! |  | One project provided rate from 8 years ago could have affect on lower rate provided.
[7 empty] | #REF! | #REF! | #REF! | #REF! |  | #REF! | #REF! | #REF! | #REF! |  | #REF! | #REF! | #REF! | #REF! |  | #REF! | #REF! | #REF! | #REF! |  | #REF! | #REF! | #REF! | #REF! |  | #REF! | #REF! | #REF! | #REF! |  | #REF! | #REF! | #REF! | #REF! |  | #REF! | #REF! | #REF! | #REF! |  | #REF! | #REF! | #REF! | #REF! |  | #REF! | #REF! | #REF! | #REF! |  | #REF! | #REF! | #REF! | #REF! |  | #REF! | #REF! | #REF! | #REF! |  | #REF! | #REF! | #REF! | #REF! |  | #REF! | #REF! | #REF! | #REF! |  | #REF! | #REF! | #REF! | #REF! |  | #REF! | #REF! | #REF! | #REF! |  | #REF! | #REF! | #REF! | #REF! |  | #REF! | #REF! | #REF! | #REF! |  | #REF! | #REF! | #REF! | #REF! |  | #REF! | #REF! | #REF! | #REF! |  | #REF! | #REF! | #REF! | #REF! |  | #REF! | #REF! | #REF! | #REF! |  | #REF! | #REF! | #REF! | #REF! |  | #REF! | #REF! | #REF! | #REF! | #REF! | #REF! | #REF! | #REF! |  |  | Formwork | #REF! | #REF! | #REF! |  | One project provided rate from 8 years ago could have affect on lower rate provided.
[7 empty] | #REF! | #REF! | #REF! | #REF! |  | #REF! | #REF! | #REF! | #REF! |  | #REF! | #REF! | #REF! | #REF! |  | #REF! | #REF! | #REF! | #REF! |  | #REF! | #REF! | #REF! | #REF! |  | #REF! | #REF! | #REF! | #REF! |  | #REF! | #REF! | #REF! | #REF! |  | #REF! | #REF! | #REF! | #REF! |  | #REF! | #REF! | #REF! | #REF! |  | #REF! | #REF! | #REF! | #REF! |  | #REF! | #REF! | #REF! | #REF! |  | #REF! | #REF! | #REF! | #REF! |  | #REF! | #REF! | #REF! | #REF! |  | #REF! | #REF! | #REF! | #REF! |  | #REF! | #REF! | #REF! | #REF! |  | #REF! | #REF! | #REF! | #REF! |  | #REF! | #REF! | #REF! | #REF! |  | #REF! | #REF! | #REF! | #REF! |  | #REF! | #REF! | #REF! | #REF! |  | #REF! | #REF! | #REF! | #REF! |  | #REF! | #REF! | #REF! | #REF! |  | #REF! | #REF! | #REF! | #REF! |  | #REF! | #REF! | #REF! | #REF! |  | #REF! | #REF! | #REF! | #REF! | #REF! | #REF! | #REF! | #REF! |  |  | Formwork | #REF! | #REF! | #REF!
[7 empty] | #REF! | #REF! | #REF! | #REF! |  | #REF! | #REF! | #REF! | #REF! |  | #REF! | #REF! | #REF! | #REF! |  | #REF! | #REF! | #REF! | #REF! |  | #REF! | #REF! | #REF! | #REF! |  | #REF! | #REF! | #REF! | #REF! |  | #REF! | #REF! | #REF! | #REF! |  | #REF! | #REF! | #REF! | #REF! |  | #REF! | #REF! | #REF! | #REF! |  | #REF! | #REF! | #REF! | #REF! |  | #REF! | #REF! | #REF! | #REF! |  | #REF! | #REF! | #REF! | #REF! |  | #REF! | #REF! | #REF! | #REF! |  | #REF! | #REF! | #REF! | #REF! |  | #REF! | #REF! | #REF! | #REF! |  | #REF! | #REF! | #REF! | #REF! |  | #REF! | #REF! | #REF! | #REF! |  | #REF! | #REF! | #REF! | #REF! |  | #REF! | #REF! | #REF! | #REF! |  | #REF! | #REF! | #REF! | #REF! |  | #REF! | #REF! | #REF! | #REF! |  | #REF! | #REF! | #REF! | #REF! |  | #REF! | #REF! | #REF! | #REF! |  | #REF! | #REF! | #REF! | #REF! | #REF! | #REF! | #REF! | #REF! |  |  | Formwork | #REF! | #REF! | #REF!
[7 empty] | #REF! | #REF! | #REF! | #REF! |  | #REF! | #REF! | #REF! | #REF! |  | #REF! | #REF! | #REF! | #REF! |  | #REF! | #REF! | #REF! | #REF! |  | #REF! | #REF! | #REF! | #REF! |  | #REF! | #REF! | #REF! | #REF! |  | #REF! | #REF! | #REF! | #REF! |  | #REF! | #REF! | #REF! | #REF! |  | #REF! | #REF! | #REF! | #REF! |  | #REF! | #REF! | #REF! | #REF! |  | #REF! | #REF! | #REF! | #REF! |  | #REF! | #REF! | #REF! | #REF! |  | #REF! | #REF! | #REF! | #REF! |  | #REF! | #REF! | #REF! | #REF! |  | #REF! | #REF! | #REF! | #REF! |  | #REF! | #REF! | #REF! | #REF! |  | #REF! | #REF! | #REF! | #REF! |  | #REF! | #REF! | #REF! | #REF! |  | #REF! | #REF! | #REF! | #REF! |  | #REF! | #REF! | #REF! | #REF! |  | #REF! | #REF! | #REF! | #REF! |  | #REF! | #REF! | #REF! | #REF! |  | #REF! | #REF! | #REF! | #REF! |  | #REF! | #REF! | #REF! | #REF! | #REF! | #REF! | #REF! | #REF! |  |  | Formwork | #REF! | #REF! | #REF!
[7 empty] | #REF! | #REF! | #REF! | #REF! |  | #REF! | #REF! | #REF! | #REF! |  | #REF! | #REF! | #REF! | #REF! |  | #REF! | #REF! | #REF! | #REF! |  | #REF! | #REF! | #REF! | #REF! |  | #REF! | #REF! | #REF! | #REF! |  | #REF! | #REF! | #REF! | #REF! |  | #REF! | #REF! | #REF! | #REF! |  | #REF! | #REF! | #REF! | #REF! |  | #REF! | #REF! | #REF! | #REF! |  | #REF! | #REF! | #REF! | #REF! |  | #REF! | #REF! | #REF! | #REF! |  | #REF! | #REF! | #REF! | #REF! |  | #REF! | #REF! | #REF! | #REF! |  | #REF! | #REF! | #REF! | #REF! |  | #REF! | #REF! | #REF! | #REF! |  | #REF! | #REF! | #REF! | #REF! |  | #REF! | #REF! | #REF! | #REF! |  | #REF! | #REF! | #REF! | #REF! |  | #REF! | #REF! | #REF! | #REF! |  | #REF! | #REF! | #REF! | #REF! |  | #REF! | #REF! | #REF! | #REF! |  | #REF! | #REF! | #REF! | #REF! |  | #REF! | #REF! | #REF! | #REF! | #REF! | #REF! | #REF! | #REF! |  |  | Formwork | #REF! | #REF! | #REF!
[7 empty] | #REF! | #REF! | #REF! | #REF! |  | #REF! | #REF! | #REF! | #REF! |  | #REF! | #REF! | #REF! | #REF! |  | #REF! | #REF! | #REF! | #REF! |  | #REF! | #REF! | #REF! | #REF! |  | #REF! | #REF! | #REF! | #REF! |  | #REF! | #REF! | #REF! | #REF! |  | #REF! | #REF! | #REF! | #REF! |  | #REF! | #REF! | #REF! | #REF! |  | #REF! | #REF! | #REF! | #REF! |  | #REF! | #REF! | #REF! | #REF! |  | #REF! | #REF! | #REF! | #REF! |  | #REF! | #REF! | #REF! | #REF! |  | #REF! | #REF! | #REF! | #REF! |  | #REF! | #REF! | #REF! | #REF! |  | #REF! | #REF! | #REF! | #REF! |  | #REF! | #REF! | #REF! | #REF! |  | #REF! | #REF! | #REF! | #REF! |  | #REF! | #REF! | #REF! | #REF! |  | #REF! | #REF! | #REF! | #REF! |  | #REF! | #REF! | #REF! | #REF! |  | #REF! | #REF! | #REF! | #REF! |  | #REF! | #REF! | #REF! | #REF! |  | #REF! | #REF! | #REF! | #REF! | #REF! | #REF! | #REF! | #REF! |  |  | Formwork | #REF! | #REF! | #REF! |  | One tender rate provided for this item. Low quantity of 12m2 could have factor on higher rate.
[7 empty] | #REF! | #REF! | #REF! | #REF! |  | #REF! | #REF! | #REF! | #REF! |  | #REF! | #REF! | #REF! | #REF! |  | #REF! | #REF! | #REF! | #REF! |  | #REF! | #REF! | #REF! | #REF! |  | #REF! | #REF! | #REF! | #REF! |  | #REF! | #REF! | #REF! | #REF! |  | #REF! | #REF! | #REF! | #REF! |  | #REF! | #REF! | #REF! | #REF! |  | #REF! | #REF! | #REF! | #REF! |  | #REF! | #REF! | #REF! | #REF! |  | #REF! | #REF! | #REF! | #REF! |  | #REF! | #REF! | #REF! | #REF! |  | #REF! | #REF! | #REF! | #REF! |  | #REF! | #REF! | #REF! | #REF! |  | #REF! | #REF! | #REF! | #REF! |  | #REF! | #REF! | #REF! | #REF! |  | #REF! | #REF! | #REF! | #REF! |  | #REF! | #REF! | #REF! | #REF! |  | #REF! | #REF! | #REF! | #REF! |  | #REF! | #REF! | #REF! | #REF! |  | #REF! | #REF! | #REF! | #REF! |  | #REF! | #REF! | #REF! | #REF! |  | #REF! | #REF! | #REF! | #REF! | #REF! | #REF! | #REF! | #REF! |  |  | Formwork | #REF! | #REF! | #REF!
[7 empty] | #REF! | #REF! | #REF! | #REF! |  | #REF! | #REF! | #REF! | #REF! |  | #REF! | #REF! | #REF! | #REF! |  | #REF! | #REF! | #REF! | #REF! |  | #REF! | #REF! | #REF! | #REF! |  | #REF! | #REF! | #REF! | #REF! |  | #REF! | #REF! | #REF! | #REF! |  | #REF! | #REF! | #REF! | #REF! |  | #REF! | #REF! | #REF! | #REF! |  | #REF! | #REF! | #REF! | #REF! |  | #REF! | #REF! | #REF! | #REF! |  | #REF! | #REF! | #REF! | #REF! |  | #REF! | #REF! | #REF! | #REF! |  | #REF! | #REF! | #REF! | #REF! |  | #REF! | #REF! | #REF! | #REF! |  | #REF! | #REF! | #REF! | #REF! |  | #REF! | #REF! | #REF! | #REF! |  | #REF! | #REF! | #REF! | #REF! |  | #REF! | #REF! | #REF! | #REF! |  | #REF! | #REF! | #REF! | #REF! |  | #REF! | #REF! | #REF! | #REF! |  | #REF! | #REF! | #REF! | #REF! |  | #REF! | #REF! | #REF! | #REF! |  | #REF! | #REF! | #REF! | #REF! | #REF! | #REF! | #REF! | #REF! |  |  | Formwork | #REF! | #REF! | #REF!
[7 empty] | #REF! | #REF! | #REF! | #REF! |  | #REF! | #REF! | #REF! | #REF! |  | #REF! | #REF! | #REF! | #REF! |  | #REF! | #REF! | #REF! | #REF! |  | #REF! | #REF! | #REF! | #REF! |  | #REF! | #REF! | #REF! | #REF! |  | #REF! | #REF! | #REF! | #REF! |  | #REF! | #REF! | #REF! | #REF! |  | #REF! | #REF! | #REF! | #REF! |  | #REF! | #REF! | #REF! | #REF! |  | #REF! | #REF! | #REF! | #REF! |  | #REF! | #REF! | #REF! | #REF! |  | #REF! | #REF! | #REF! | #REF! |  | #REF! | #REF! | #REF! | #REF! |  | #REF! | #REF! | #REF! | #REF! |  | #REF! | #REF! | #REF! | #REF! |  | #REF! | #REF! | #REF! | #REF! |  | #REF! | #REF! | #REF! | #REF! |  | #REF! | #REF! | #REF! | #REF! |  | #REF! | #REF! | #REF! | #REF! |  | #REF! | #REF! | #REF! | #REF! |  | #REF! | #REF! | #REF! | #REF! |  | #REF! | #REF! | #REF! | #REF! |  | #REF! | #REF! | #REF! | #REF! | #REF! | #REF! | #REF! | #REF! |  |  | Formwork | #REF! | #REF! | #REF!
[7 empty] | #REF! | #REF! | #REF! | #REF! |  | #REF! | #REF! | #REF! | #REF! |  | #REF! | #REF! | #REF! | #REF! |  | #REF! | #REF! | #REF! | #REF! |  | #REF! | #REF! | #REF! | #REF! |  | #REF! | #REF! | #REF! | #REF! |  | #REF! | #REF! | #REF! | #REF! |  | #REF! | #REF! | #REF! | #REF! |  | #REF! | #REF! | #REF! | #REF! |  | #REF! | #REF! | #REF! | #REF! |  | #REF! | #REF! | #REF! | #REF! |  | #REF! | #REF! | #REF! | #REF! |  | #REF! | #REF! | #REF! | #REF! |  | #REF! | #REF! | #REF! | #REF! |  | #REF! | #REF! | #REF! | #REF! |  | #REF! | #REF! | #REF! | #REF! |  | #REF! | #REF! | #REF! | #REF! |  | #REF! | #REF! | #REF! | #REF! |  | #REF! | #REF! | #REF! | #REF! |  | #REF! | #REF! | #REF! | #REF! |  | #REF! | #REF! | #REF! | #REF! |  | #REF! | #REF! | #REF! | #REF! |  | #REF! | #REF! | #REF! | #REF! |  | #REF! | #REF! | #REF! | #REF! | #REF! | #REF! | #REF! | #REF! |  |  | Formwork | #REF! | #REF! | #REF!
[7 empty] | #REF! | #REF! | #REF! | #REF! |  | #REF! | #REF! | #REF! | #REF! |  | #REF! | #REF! | #REF! | #REF! |  | #REF! | #REF! | #REF! | #REF! |  | #REF! | #REF! | #REF! | #REF! |  | #REF! | #REF! | #REF! | #REF! |  | #REF! | #REF! | #REF! | #REF! |  | #REF! | #REF! | #REF! | #REF! |  | #REF! | #REF! | #REF! | #REF! |  | #REF! | #REF! | #REF! | #REF! |  | #REF! | #REF! | #REF! | #REF! |  | #REF! | #REF! | #REF! | #REF! |  | #REF! | #REF! | #REF! | #REF! |  | #REF! | #REF! | #REF! | #REF! |  | #REF! | #REF! | #REF! | #REF! |  | #REF! | #REF! | #REF! | #REF! |  | #REF! | #REF! | #REF! | #REF! |  | #REF! | #REF! | #REF! | #REF! |  | #REF! | #REF! | #REF! | #REF! |  | #REF! | #REF! | #REF! | #REF! |  | #REF! | #REF! | #REF! | #REF! |  | #REF! | #REF! | #REF! | #REF! |  | #REF! | #REF! | #REF! | #REF! |  | #REF! | #REF! | #REF! | #REF! | #REF! | #REF! | #REF! | #REF! |  |  | Rebar | #REF! | #REF! | #REF!
[7 empty] | #REF! | #REF! | #REF! | #REF! |  | #REF! | #REF! | #REF! | #REF! |  | #REF! | #REF! | #REF! | #REF! |  | #REF! | #REF! | #REF! | #REF! |  | #REF! | #REF! | #REF! | #REF! |  | #REF! | #REF! | #REF! | #REF! |  | #REF! | #REF! | #REF! | #REF! |  | #REF! | #REF! | #REF! | #REF! |  | #REF! | #REF! | #REF! | #REF! |  | #REF! | #REF! | #REF! | #REF! |  | #REF! | #REF! | #REF! | #REF! |  | #REF! | #REF! | #REF! | #REF! |  | #REF! | #REF! | #REF! | #REF! |  | #REF! | #REF! | #REF! | #REF! |  | #REF! | #REF! | #REF! | #REF! |  | #REF! | #REF! | #REF! | #REF! |  | #REF! | #REF! | #REF! | #REF! |  | #REF! | #REF! | #REF! | #REF! |  | #REF! | #REF! | #REF! | #REF! |  | #REF! | #REF! | #REF! | #REF! |  | #REF! | #REF! | #REF! | #REF! |  | #REF! | #REF! | #REF! | #REF! |  | #REF! | #REF! | #REF! | #REF! |  | #REF! | #REF! | #REF! | #REF! | #REF! | #REF! | #REF! | #REF! |  |  | Rebar | #REF! | #REF! | #REF!
[7 empty] | #REF! | #REF! | #REF! | #REF! |  | #REF! | #REF! | #REF! | #REF! |  | #REF! | #REF! | #REF! | #REF! |  | #REF! | #REF! | #REF! | #REF! |  | #REF! | #REF! | #REF! | #REF! |  | #REF! | #REF! | #REF! | #REF! |  | #REF! | #REF! | #REF! | #REF! |  | #REF! | #REF! | #REF! | #REF! |  | #REF! | #REF! | #REF! | #REF! |  | #REF! | #REF! | #REF! | #REF! |  | #REF! | #REF! | #REF! | #REF! |  | #REF! | #REF! | #REF! | #REF! |  | #REF! | #REF! | #REF! | #REF! |  | #REF! | #REF! | #REF! | #REF! |  | #REF! | #REF! | #REF! | #REF! |  | #REF! | #REF! | #REF! | #REF! |  | #REF! | #REF! | #REF! | #REF! |  | #REF! | #REF! | #REF! | #REF! |  | #REF! | #REF! | #REF! | #REF! |  | #REF! | #REF! | #REF! | #REF! |  | #REF! | #REF! | #REF! | #REF! |  | #REF! | #REF! | #REF! | #REF! |  | #REF! | #REF! | #REF! | #REF! |  | #REF! | #REF! | #REF! | #REF! | #REF! | #REF! | #REF! | #REF! |  |  | Rebar | #REF! | #REF! | #REF!
[7 empty] | #REF! | #REF! | #REF! | #REF! |  | #REF! | #REF! | #REF! | #REF! |  | #REF! | #REF! | #REF! | #REF! |  | #REF! | #REF! | #REF! | #REF! |  | #REF! | #REF! | #REF! | #REF! |  | #REF! | #REF! | #REF! | #REF! |  | #REF! | #REF! | #REF! | #REF! |  | #REF! | #REF! | #REF! | #REF! |  | #REF! | #REF! | #REF! | #REF! |  | #REF! | #REF! | #REF! | #REF! |  | #REF! | #REF! | #REF! | #REF! |  | #REF! | #REF! | #REF! | #REF! |  | #REF! | #REF! | #REF! | #REF! |  | #REF! | #REF! | #REF! | #REF! |  | #REF! | #REF! | #REF! | #REF! |  | #REF! | #REF! | #REF! | #REF! |  | #REF! | #REF! | #REF! | #REF! |  | #REF! | #REF! | #REF! | #REF! |  | #REF! | #REF! | #REF! | #REF! |  | #REF! | #REF! | #REF! | #REF! |  | #REF! | #REF! | #REF! | #REF! |  | #REF! | #REF! | #REF! | #REF! |  | #REF! | #REF! | #REF! | #REF! |  | #REF! | #REF! | #REF! | #REF! | #REF! | #REF! | #REF! | #REF! |  |  | Rebar | #REF! | #REF! | #REF! |  | One tender rate provided for this item. Rate huge difference in comparison to TII SoR.
[7 empty] | #REF! | #REF! | #REF! | #REF! |  | #REF! | #REF! | #REF! | #REF! |  | #REF! | #REF! | #REF! | #REF! |  | #REF! | #REF! | #REF! | #REF! |  | #REF! | #REF! | #REF! | #REF! |  | #REF! | #REF! | #REF! | #REF! |  | #REF! | #REF! | #REF! | #REF! |  | #REF! | #REF! | #REF! | #REF! |  | #REF! | #REF! | #REF! | #REF! |  | #REF! | #REF! | #REF! | #REF! |  | #REF! | #REF! | #REF! | #REF! |  | #REF! | #REF! | #REF! | #REF! |  | #REF! | #REF! | #REF! | #REF! |  | #REF! | #REF! | #REF! | #REF! |  | #REF! | #REF! | #REF! | #REF! |  | #REF! | #REF! | #REF! | #REF! |  | #REF! | #REF! | #REF! | #REF! |  | #REF! | #REF! | #REF! | #REF! |  | #REF! | #REF! | #REF! | #REF! |  | #REF! | #REF! | #REF! | #REF! |  | #REF! | #REF! | #REF! | #REF! |  | #REF! | #REF! | #REF! | #REF! |  | #REF! | #REF! | #REF! | #REF! |  | #REF! | #REF! | #REF! | #REF! | #REF! | #REF! | #REF! | #REF! |  |  | Rebar | #REF! | #REF! | #REF! |  | One tender rate provided for this item. Rate huge difference in comparison to TII SoR.
[7 empty] | #REF! | #REF! | #REF! | #REF! |  | #REF! | #REF! | #REF! | #REF! |  | #REF! | #REF! | #REF! | #REF! |  | #REF! | #REF! | #REF! | #REF! |  | #REF! | #REF! | #REF! | #REF! |  | #REF! | #REF! | #REF! | #REF! |  | #REF! | #REF! | #REF! | #REF! |  | #REF! | #REF! | #REF! | #REF! |  | #REF! | #REF! | #REF! | #REF! |  | #REF! | #REF! | #REF! | #REF! |  | #REF! | #REF! | #REF! | #REF! |  | #REF! | #REF! | #REF! | #REF! |  | #REF! | #REF! | #REF! | #REF! |  | #REF! | #REF! | #REF! | #REF! |  | #REF! | #REF! | #REF! | #REF! |  | #REF! | #REF! | #REF! | #REF! |  | #REF! | #REF! | #REF! | #REF! |  | #REF! | #REF! | #REF! | #REF! |  | #REF! | #REF! | #REF! | #REF! |  | #REF! | #REF! | #REF! | #REF! |  | #REF! | #REF! | #REF! | #REF! |  | #REF! | #REF! | #REF! | #REF! |  | #REF! | #REF! | #REF! | #REF! |  | #REF! | #REF! | #REF! | #REF! | #REF! | #REF! | #REF! | #REF! |  |  | Rebar | #REF! | #REF! | #REF!
[7 empty] | #REF! | #REF! | #REF! | #REF! |  | #REF! | #REF! | #REF! | #REF! |  | #REF! | #REF! | #REF! | #REF! |  | #REF! | #REF! | #REF! | #REF! |  | #REF! | #REF! | #REF! | #REF! |  | #REF! | #REF! | #REF! | #REF! |  | #REF! | #REF! | #REF! | #REF! |  | #REF! | #REF! | #REF! | #REF! |  | #REF! | #REF! | #REF! | #REF! |  | #REF! | #REF! | #REF! | #REF! |  | #REF! | #REF! | #REF! | #REF! |  | #REF! | #REF! | #REF! | #REF! |  | #REF! | #REF! | #REF! | #REF! |  | #REF! | #REF! | #REF! | #REF! |  | #REF! | #REF! | #REF! | #REF! |  | #REF! | #REF! | #REF! | #REF! |  | #REF! | #REF! | #REF! | #REF! |  | #REF! | #REF! | #REF! | #REF! |  | #REF! | #REF! | #REF! | #REF! |  | #REF! | #REF! | #REF! | #REF! |  | #REF! | #REF! | #REF! | #REF! |  | #REF! | #REF! | #REF! | #REF! |  | #REF! | #REF! | #REF! | #REF! |  | #REF! | #REF! | #REF! | #REF! | #REF! | #REF! | #REF! | #REF! |  |  | Rebar | #REF! | #REF! | #REF!
[7 empty] | #REF! | #REF! | #REF! | #REF! |  | #REF! | #REF! | #REF! | #REF! |  | #REF! | #REF! | #REF! | #REF! |  | #REF! | #REF! | #REF! | #REF! |  | #REF! | #REF! | #REF! | #REF! |  | #REF! | #REF! | #REF! | #REF! |  | #REF! | #REF! | #REF! | #REF! |  | #REF! | #REF! | #REF! | #REF! |  | #REF! | #REF! | #REF! | #REF! |  | #REF! | #REF! | #REF! | #REF! |  | #REF! | #REF! | #REF! | #REF! |  | #REF! | #REF! | #REF! | #REF! |  | #REF! | #REF! | #REF! | #REF! |  | #REF! | #REF! | #REF! | #REF! |  | #REF! | #REF! | #REF! | #REF! |  | #REF! | #REF! | #REF! | #REF! |  | #REF! | #REF! | #REF! | #REF! |  | #REF! | #REF! | #REF! | #REF! |  | #REF! | #REF! | #REF! | #REF! |  | #REF! | #REF! | #REF! | #REF! |  | #REF! | #REF! | #REF! | #REF! |  | #REF! | #REF! | #REF! | #REF! |  | #REF! | #REF! | #REF! | #REF! |  | #REF! | #REF! | #REF! | #REF! | #REF! | #REF! | #REF! | #REF! |  |  | Rebar | #REF! | #REF! | #REF! |  | N56 higher rate could be throwing the range off compared to TII SoR.
[7 empty] | #REF! | #REF! | #REF! | #REF! |  | #REF! | #REF! | #REF! | #REF! |  | #REF! | #REF! | #REF! | #REF! |  | #REF! | #REF! | #REF! | #REF! |  | #REF! | #REF! | #REF! | #REF! |  | #REF! | #REF! | #REF! | #REF! |  | #REF! | #REF! | #REF! | #REF! |  | #REF! | #REF! | #REF! | #REF! |  | #REF! | #REF! | #REF! | #REF! |  | #REF! | #REF! | #REF! | #REF! |  | #REF! | #REF! | #REF! | #REF! |  | #REF! | #REF! | #REF! | #REF! |  | #REF! | #REF! | #REF! | #REF! |  | #REF! | #REF! | #REF! | #REF! |  | #REF! | #REF! | #REF! | #REF! |  | #REF! | #REF! | #REF! | #REF! |  | #REF! | #REF! | #REF! | #REF! |  | #REF! | #REF! | #REF! | #REF! |  | #REF! | #REF! | #REF! | #REF! |  | #REF! | #REF! | #REF! | #REF! |  | #REF! | #REF! | #REF! | #REF! |  | #REF! | #REF! | #REF! | #REF! |  | #REF! | #REF! | #REF! | #REF! |  | #REF! | #REF! | #REF! | #REF! | #REF! | #REF! | #REF! | #REF! |  |  | Rebar | #REF! | #REF! | #REF!
[7 empty] | #REF! | #REF! | #REF! | #REF! |  | #REF! | #REF! | #REF! | #REF! |  | #REF! | #REF! | #REF! | #REF! |  | #REF! | #REF! | #REF! | #REF! |  | #REF! | #REF! | #REF! | #REF! |  | #REF! | #REF! | #REF! | #REF! |  | #REF! | #REF! | #REF! | #REF! |  | #REF! | #REF! | #REF! | #REF! |  | #REF! | #REF! | #REF! | #REF! |  | #REF! | #REF! | #REF! | #REF! |  | #REF! | #REF! | #REF! | #REF! |  | #REF! | #REF! | #REF! | #REF! |  | #REF! | #REF! | #REF! | #REF! |  | #REF! | #REF! | #REF! | #REF! |  | #REF! | #REF! | #REF! | #REF! |  | #REF! | #REF! | #REF! | #REF! |  | #REF! | #REF! | #REF! | #REF! |  | #REF! | #REF! | #REF! | #REF! |  | #REF! | #REF! | #REF! | #REF! |  | #REF! | #REF! | #REF! | #REF! |  | #REF! | #REF! | #REF! | #REF! |  | #REF! | #REF! | #REF! | #REF! |  | #REF! | #REF! | #REF! | #REF! |  | #REF! | #REF! | #REF! | #REF! | #REF! | #REF! | #REF! | #REF! |  |  | Rebar | #REF! | #REF! | #REF!
[7 empty] | #REF! | #REF! | #REF! | #REF! |  | #REF! | #REF! | #REF! | #REF! |  | #REF! | #REF! | #REF! | #REF! |  | #REF! | #REF! | #REF! | #REF! |  | #REF! | #REF! | #REF! | #REF! |  | #REF! | #REF! | #REF! | #REF! |  | #REF! | #REF! | #REF! | #REF! |  | #REF! | #REF! | #REF! | #REF! |  | #REF! | #REF! | #REF! | #REF! |  | #REF! | #REF! | #REF! | #REF! |  | #REF! | #REF! | #REF! | #REF! |  | #REF! | #REF! | #REF! | #REF! |  | #REF! | #REF! | #REF! | #REF! |  | #REF! | #REF! | #REF! | #REF! |  | #REF! | #REF! | #REF! | #REF! |  | #REF! | #REF! | #REF! | #REF! |  | #REF! | #REF! | #REF! | #REF! |  | #REF! | #REF! | #REF! | #REF! |  | #REF! | #REF! | #REF! | #REF! |  | #REF! | #REF! | #REF! | #REF! |  | #REF! | #REF! | #REF! | #REF! |  | #REF! | #REF! | #REF! | #REF! |  | #REF! | #REF! | #REF! | #REF! |  | #REF! | #REF! | #REF! | #REF! | #REF! | #REF! | #REF! | #REF! |  |  | No Amendment | #REF! | #REF! | #REF!
[7 empty] | #REF! | #REF! | #REF! | #REF! |  | #REF! | #REF! | #REF! | #REF! |  | #REF! | #REF! | #REF! | #REF! |  | #REF! | #REF! | #REF! | #REF! |  | #REF! | #REF! | #REF! | #REF! |  | #REF! | #REF! | #REF! | #REF! |  | #REF! | #REF! | #REF! | #REF! |  | #REF! | #REF! | #REF! | #REF! |  | #REF! | #REF! | #REF! | #REF! |  | #REF! | #REF! | #REF! | #REF! |  | #REF! | #REF! | #REF! | #REF! |  | #REF! | #REF! | #REF! | #REF! |  | #REF! | #REF! | #REF! | #REF! |  | #REF! | #REF! | #REF! | #REF! |  | #REF! | #REF! | #REF! | #REF! |  | #REF! | #REF! | #REF! | #REF! |  | #REF! | #REF! | #REF! | #REF! |  | #REF! | #REF! | #REF! | #REF! |  | #REF! | #REF! | #REF! | #REF! |  | #REF! | #REF! | #REF! | #REF! |  | #REF! | #REF! | #REF! | #REF! |  | #REF! | #REF! | #REF! | #REF! |  | #REF! | #REF! | #REF! | #REF! |  | #REF! | #REF! | #REF! | #REF! | #REF! | #REF! | #REF! | #REF! |  |  | No Amendment | #REF! | #REF! | #REF!
[7 empty] | #REF! | #REF! | #REF! | #REF! |  | #REF! | #REF! | #REF! | #REF! |  | #REF! | #REF! | #REF! | #REF! |  | #REF! | #REF! | #REF! | #REF! |  | #REF! | #REF! | #REF! | #REF! |  | #REF! | #REF! | #REF! | #REF! |  | #REF! | #REF! | #REF! | #REF! |  | #REF! | #REF! | #REF! | #REF! |  | #REF! | #REF! | #REF! | #REF! |  | #REF! | #REF! | #REF! | #REF! |  | #REF! | #REF! | #REF! | #REF! |  | #REF! | #REF! | #REF! | #REF! |  | #REF! | #REF! | #REF! | #REF! |  | #REF! | #REF! | #REF! | #REF! |  | #REF! | #REF! | #REF! | #REF! |  | #REF! | #REF! | #REF! | #REF! |  | #REF! | #REF! | #REF! | #REF! |  | #REF! | #REF! | #REF! | #REF! |  | #REF! | #REF! | #REF! | #REF! |  | #REF! | #REF! | #REF! | #REF! |  | #REF! | #REF! | #REF! | #REF! |  | #REF! | #REF! | #REF! | #REF! |  | #REF! | #REF! | #REF! | #REF! |  | #REF! | #REF! | #REF! | #REF! | #REF! | #REF! | #REF! | #REF! |  |  | No Amendment | #REF! | #REF! | #REF!
[7 empty] | #REF! | #REF! | #REF! | #REF! |  | #REF! | #REF! | #REF! | #REF! |  | #REF! | #REF! | #REF! | #REF! |  | #REF! | #REF! | #REF! | #REF! |  | #REF! | #REF! | #REF! | #REF! |  | #REF! | #REF! | #REF! | #REF! |  | #REF! | #REF! | #REF! | #REF! |  | #REF! | #REF! | #REF! | #REF! |  | #REF! | #REF! | #REF! | #REF! |  | #REF! | #REF! | #REF! | #REF! |  | #REF! | #REF! | #REF! | #REF! |  | #REF! | #REF! | #REF! | #REF! |  | #REF! | #REF! | #REF! | #REF! |  | #REF! | #REF! | #REF! | #REF! |  | #REF! | #REF! | #REF! | #REF! |  | #REF! | #REF! | #REF! | #REF! |  | #REF! | #REF! | #REF! | #REF! |  | #REF! | #REF! | #REF! | #REF! |  | #REF! | #REF! | #REF! | #REF! |  | #REF! | #REF! | #REF! | #REF! |  | #REF! | #REF! | #REF! | #REF! |  | #REF! | #REF! | #REF! | #REF! |  | #REF! | #REF! | #REF! | #REF! |  | #REF! | #REF! | #REF! | #REF! | #REF! | #REF! | #REF! | #REF! |  |  | No Amendment | #REF! | #REF! | #REF!
[7 empty] | #REF! | #REF! | #REF! | #REF! |  | #REF! | #REF! | #REF! | #REF! |  | #REF! | #REF! | #REF! | #REF! |  | #REF! | #REF! | #REF! | #REF! |  | #REF! | #REF! | #REF! | #REF! |  | #REF! | #REF! | #REF! | #REF! |  | #REF! | #REF! | #REF! | #REF! |  | #REF! | #REF! | #REF! | #REF! |  | #REF! | #REF! | #REF! | #REF! |  | #REF! | #REF! | #REF! | #REF! |  | #REF! | #REF! | #REF! | #REF! |  | #REF! | #REF! | #REF! | #REF! |  | #REF! | #REF! | #REF! | #REF! |  | #REF! | #REF! | #REF! | #REF! |  | #REF! | #REF! | #REF! | #REF! |  | #REF! | #REF! | #REF! | #REF! |  | #REF! | #REF! | #REF! | #REF! |  | #REF! | #REF! | #REF! | #REF! |  | #REF! | #REF! | #REF! | #REF! |  | #REF! | #REF! | #REF! | #REF! |  | #REF! | #REF! | #REF! | #REF! |  | #REF! | #REF! | #REF! | #REF! |  | #REF! | #REF! | #REF! | #REF! |  | #REF! | #REF! | #REF! | #REF! | #REF! | #REF! | #REF! | #REF! |  |  | No Amendment | #REF! | #REF! | #REF!
[7 empty] | #REF! | #REF! | #REF! | #REF! |  | #REF! | #REF! | #REF! | #REF! |  | #REF! | #REF! | #REF! | #REF! |  | #REF! | #REF! | #REF! | #REF! |  | #REF! | #REF! | #REF! | #REF! |  | #REF! | #REF! | #REF! | #REF! |  | #REF! | #REF! | #REF! | #REF! |  | #REF! | #REF! | #REF! | #REF! |  | #REF! | #REF! | #REF! | #REF! |  | #REF! | #REF! | #REF! | #REF! |  | #REF! | #REF! | #REF! | #REF! |  | #REF! | #REF! | #REF! | #REF! |  | #REF! | #REF! | #REF! | #REF! |  | #REF! | #REF! | #REF! | #REF! |  | #REF! | #REF! | #REF! | #REF! |  | #REF! | #REF! | #REF! | #REF! |  | #REF! | #REF! | #REF! | #REF! |  | #REF! | #REF! | #REF! | #REF! |  | #REF! | #REF! | #REF! | #REF! |  | #REF! | #REF! | #REF! | #REF! |  | #REF! | #REF! | #REF! | #REF! |  | #REF! | #REF! | #REF! | #REF! |  | #REF! | #REF! | #REF! | #REF! |  | #REF! | #REF! | #REF! | #REF! | #REF! | #REF! | #REF! | #REF! |  |  | No Amendment | #REF! | #REF! | #REF!
[7 empty] | #REF! | #REF! | #REF! | #REF! |  | #REF! | #REF! | #REF! | #REF! |  | #REF! | #REF! | #REF! | #REF! |  | #REF! | #REF! | #REF! | #REF! |  | #REF! | #REF! | #REF! | #REF! |  | #REF! | #REF! | #REF! | #REF! |  | #REF! | #REF! | #REF! | #REF! |  | #REF! | #REF! | #REF! | #REF! |  | #REF! | #REF! | #REF! | #REF! |  | #REF! | #REF! | #REF! | #REF! |  | #REF! | #REF! | #REF! | #REF! |  | #REF! | #REF! | #REF! | #REF! |  | #REF! | #REF! | #REF! | #REF! |  | #REF! | #REF! | #REF! | #REF! |  | #REF! | #REF! | #REF! | #REF! |  | #REF! | #REF! | #REF! | #REF! |  | #REF! | #REF! | #REF! | #REF! |  | #REF! | #REF! | #REF! | #REF! |  | #REF! | #REF! | #REF! | #REF! |  | #REF! | #REF! | #REF! | #REF! |  | #REF! | #REF! | #REF! | #REF! |  | #REF! | #REF! | #REF! | #REF! |  | #REF! | #REF! | #REF! | #REF! |  | #REF! | #REF! | #REF! | #REF! | #REF! | #REF! | #REF! | #REF! |  |  | No Amendment | #REF! | #REF! | #REF!
[7 empty] | #REF! | #REF! | #REF! | #REF! |  | #REF! | #REF! | #REF! | #REF! |  | #REF! | #REF! | #REF! | #REF! |  | #REF! | #REF! | #REF! | #REF! |  | #REF! | #REF! | #REF! | #REF! |  | #REF! | #REF! | #REF! | #REF! |  | #REF! | #REF! | #REF! | #REF! |  | #REF! | #REF! | #REF! | #REF! |  | #REF! | #REF! | #REF! | #REF! |  | #REF! | #REF! | #REF! | #REF! |  | #REF! | #REF! | #REF! | #REF! |  | #REF! | #REF! | #REF! | #REF! |  | #REF! | #REF! | #REF! | #REF! |  | #REF! | #REF! | #REF! | #REF! |  | #REF! | #REF! | #REF! | #REF! |  | #REF! | #REF! | #REF! | #REF! |  | #REF! | #REF! | #REF! | #REF! |  | #REF! | #REF! | #REF! | #REF! |  | #REF! | #REF! | #REF! | #REF! |  | #REF! | #REF! | #REF! | #REF! |  | #REF! | #REF! | #REF! | #REF! |  | #REF! | #REF! | #REF! | #REF! |  | #REF! | #REF! | #REF! | #REF! |  | #REF! | #REF! | #REF! | #REF! | #REF! | #REF! | #REF! | #REF! |  |  | No Amendment | #REF! | #REF! | #REF!
[7 empty] | #REF! | #REF! | #REF! | #REF! |  | #REF! | #REF! | #REF! | #REF! |  | #REF! | #REF! | #REF! | #REF! |  | #REF! | #REF! | #REF! | #REF! |  | #REF! | #REF! | #REF! | #REF! |  | #REF! | #REF! | #REF! | #REF! |  | #REF! | #REF! | #REF! | #REF! |  | #REF! | #REF! | #REF! | #REF! |  | #REF! | #REF! | #REF! | #REF! |  | #REF! | #REF! | #REF! | #REF! |  | #REF! | #REF! | #REF! | #REF! |  | #REF! | #REF! | #REF! | #REF! |  | #REF! | #REF! | #REF! | #REF! |  | #REF! | #REF! | #REF! | #REF! |  | #REF! | #REF! | #REF! | #REF! |  | #REF! | #REF! | #REF! | #REF! |  | #REF! | #REF! | #REF! | #REF! |  | #REF! | #REF! | #REF! | #REF! |  | #REF! | #REF! | #REF! | #REF! |  | #REF! | #REF! | #REF! | #REF! |  | #REF! | #REF! | #REF! | #REF! |  | #REF! | #REF! | #REF! | #REF! |  | #REF! | #REF! | #REF! | #REF! |  | #REF! | #REF! | #REF! | #REF! | #REF! | #REF! | #REF! | #REF! |  |  | No Amendment | #REF! | #REF! | #REF!
[7 empty] | #REF! | #REF! | #REF! | #REF! |  | #REF! | #REF! | #REF! | #REF! |  | #REF! | #REF! | #REF! | #REF! |  | #REF! | #REF! | #REF! | #REF! |  | #REF! | #REF! | #REF! | #REF! |  | #REF! | #REF! | #REF! | #REF! |  | #REF! | #REF! | #REF! | #REF! |  | #REF! | #REF! | #REF! | #REF! |  | #REF! | #REF! | #REF! | #REF! |  | #REF! | #REF! | #REF! | #REF! |  | #REF! | #REF! | #REF! | #REF! |  | #REF! | #REF! | #REF! | #REF! |  | #REF! | #REF! | #REF! | #REF! |  | #REF! | #REF! | #REF! | #REF! |  | #REF! | #REF! | #REF! | #REF! |  | #REF! | #REF! | #REF! | #REF! |  | #REF! | #REF! | #REF! | #REF! |  | #REF! | #REF! | #REF! | #REF! |  | #REF! | #REF! | #REF! | #REF! |  | #REF! | #REF! | #REF! | #REF! |  | #REF! | #REF! | #REF! | #REF! |  | #REF! | #REF! | #REF! | #REF! |  | #REF! | #REF! | #REF! | #REF! |  | #REF! | #REF! | #REF! | #REF! | #REF! | #REF! | #REF! | #REF! |  |  | No Amendment | #REF! | #REF! | #REF!
[7 empty] | #REF! | #REF! | #REF! | #REF! |  | #REF! | #REF! | #REF! | #REF! |  | #REF! | #REF! | #REF! | #REF! |  | #REF! | #REF! | #REF! | #REF! |  | #REF! | #REF! | #REF! | #REF! |  | #REF! | #REF! | #REF! | #REF! |  | #REF! | #REF! | #REF! | #REF! |  | #REF! | #REF! | #REF! | #REF! |  | #REF! | #REF! | #REF! | #REF! |  | #REF! | #REF! | #REF! | #REF! |  | #REF! | #REF! | #REF! | #REF! |  | #REF! | #REF! | #REF! | #REF! |  | #REF! | #REF! | #REF! | #REF! |  | #REF! | #REF! | #REF! | #REF! |  | #REF! | #REF! | #REF! | #REF! |  | #REF! | #REF! | #REF! | #REF! |  | #REF! | #REF! | #REF! | #REF! |  | #REF! | #REF! | #REF! | #REF! |  | #REF! | #REF! | #REF! | #REF! |  | #REF! | #REF! | #REF! | #REF! |  | #REF! | #REF! | #REF! | #REF! |  | #REF! | #REF! | #REF! | #REF! |  | #REF! | #REF! | #REF! | #REF! |  | #REF! | #REF! | #REF! | #REF! | #REF! | #REF! | #REF! | #REF! |  |  | No Amendment | #REF! | #REF! | #REF!
[7 empty] | #REF! | #REF! | #REF! | #REF! |  | #REF! | #REF! | #REF! | #REF! |  | #REF! | #REF! | #REF! | #REF! |  | #REF! | #REF! | #REF! | #REF! |  | #REF! | #REF! | #REF! | #REF! |  | #REF! | #REF! | #REF! | #REF! |  | #REF! | #REF! | #REF! | #REF! |  | #REF! | #REF! | #REF! | #REF! |  | #REF! | #REF! | #REF! | #REF! |  | #REF! | #REF! | #REF! | #REF! |  | #REF! | #REF! | #REF! | #REF! |  | #REF! | #REF! | #REF! | #REF! |  | #REF! | #REF! | #REF! | #REF! |  | #REF! | #REF! | #REF! | #REF! |  | #REF! | #REF! | #REF! | #REF! |  | #REF! | #REF! | #REF! | #REF! |  | #REF! | #REF! | #REF! | #REF! |  | #REF! | #REF! | #REF! | #REF! |  | #REF! | #REF! | #REF! | #REF! |  | #REF! | #REF! | #REF! | #REF! |  | #REF! | #REF! | #REF! | #REF! |  | #REF! | #REF! | #REF! | #REF! |  | #REF! | #REF! | #REF! | #REF! |  | #REF! | #REF! | #REF! | #REF! | #REF! | #REF! | #REF! | #REF! |  |  | No Amendment | #REF! | #REF! | #REF!
[7 empty] | #REF! | #REF! | #REF! | #REF! |  | #REF! | #REF! | #REF! | #REF! |  | #REF! | #REF! | #REF! | #REF! |  | #REF! | #REF! | #REF! | #REF! |  | #REF! | #REF! | #REF! | #REF! |  | #REF! | #REF! | #REF! | #REF! |  | #REF! | #REF! | #REF! | #REF! |  | #REF! | #REF! | #REF! | #REF! |  | #REF! | #REF! | #REF! | #REF! |  | #REF! | #REF! | #REF! | #REF! |  | #REF! | #REF! | #REF! | #REF! |  | #REF! | #REF! | #REF! | #REF! |  | #REF! | #REF! | #REF! | #REF! |  | #REF! | #REF! | #REF! | #REF! |  | #REF! | #REF! | #REF! | #REF! |  | #REF! | #REF! | #REF! | #REF! |  | #REF! | #REF! | #REF! | #REF! |  | #REF! | #REF! | #REF! | #REF! |  | #REF! | #REF! | #REF! | #REF! |  | #REF! | #REF! | #REF! | #REF! |  | #REF! | #REF! | #REF! | #REF! |  | #REF! | #REF! | #REF! | #REF! |  | #REF! | #REF! | #REF! | #REF! |  | #REF! | #REF! | #REF! | #REF! | #REF! | #REF! | #REF! | #REF! |  |  | No Amendment | #REF! | #REF! | #REF!
[7 empty] | #REF! | #REF! | #REF! | #REF! |  | #REF! | #REF! | #REF! | #REF! |  | #REF! | #REF! | #REF! | #REF! |  | #REF! | #REF! | #REF! | #REF! |  | #REF! | #REF! | #REF! | #REF! |  | #REF! | #REF! | #REF! | #REF! |  | #REF! | #REF! | #REF! | #REF! |  | #REF! | #REF! | #REF! | #REF! |  | #REF! | #REF! | #REF! | #REF! |  | #REF! | #REF! | #REF! | #REF! |  | #REF! | #REF! | #REF! | #REF! |  | #REF! | #REF! | #REF! | #REF! |  | #REF! | #REF! | #REF! | #REF! |  | #REF! | #REF! | #REF! | #REF! |  | #REF! | #REF! | #REF! | #REF! |  | #REF! | #REF! | #REF! | #REF! |  | #REF! | #REF! | #REF! | #REF! |  | #REF! | #REF! | #REF! | #REF! |  | #REF! | #REF! | #REF! | #REF! |  | #REF! | #REF! | #REF! | #REF! |  | #REF! | #REF! | #REF! | #REF! |  | #REF! | #REF! | #REF! | #REF! |  | #REF! | #REF! | #REF! | #REF! |  | #REF! | #REF! | #REF! | #REF! | #REF! | #REF! | #REF! | #REF! |  |  | No Amendment | #REF! | #REF! | #REF!
[7 empty] | #REF! | #REF! | #REF! | #REF! |  | #REF! | #REF! | #REF! | #REF! |  | #REF! | #REF! | #REF! | #REF! |  | #REF! | #REF! | #REF! | #REF! |  | #REF! | #REF! | #REF! | #REF! |  | #REF! | #REF! | #REF! | #REF! |  | #REF! | #REF! | #REF! | #REF! |  | #REF! | #REF! | #REF! | #REF! |  | #REF! | #REF! | #REF! | #REF! |  | #REF! | #REF! | #REF! | #REF! |  | #REF! | #REF! | #REF! | #REF! |  | #REF! | #REF! | #REF! | #REF! |  | #REF! | #REF! | #REF! | #REF! |  | #REF! | #REF! | #REF! | #REF! |  | #REF! | #REF! | #REF! | #REF! |  | #REF! | #REF! | #REF! | #REF! |  | #REF! | #REF! | #REF! | #REF! |  | #REF! | #REF! | #REF! | #REF! |  | #REF! | #REF! | #REF! | #REF! |  | #REF! | #REF! | #REF! | #REF! |  | #REF! | #REF! | #REF! | #REF! |  | #REF! | #REF! | #REF! | #REF! |  | #REF! | #REF! | #REF! | #REF! |  | #REF! | #REF! | #REF! | #REF! | #REF! | #REF! | #REF! | #REF! |  |  | No Amendment | #REF! | #REF! | #REF!
[7 empty] | #REF! | #REF! | #REF! | #REF! |  | #REF! | #REF! | #REF! | #REF! |  | #REF! | #REF! | #REF! | #REF! |  | #REF! | #REF! | #REF! | #REF! |  | #REF! | #REF! | #REF! | #REF! |  | #REF! | #REF! | #REF! | #REF! |  | #REF! | #REF! | #REF! | #REF! |  | #REF! | #REF! | #REF! | #REF! |  | #REF! | #REF! | #REF! | #REF! |  | #REF! | #REF! | #REF! | #REF! |  | #REF! | #REF! | #REF! | #REF! |  | #REF! | #REF! | #REF! | #REF! |  | #REF! | #REF! | #REF! | #REF! |  | #REF! | #REF! | #REF! | #REF! |  | #REF! | #REF! | #REF! | #REF! |  | #REF! | #REF! | #REF! | #REF! |  | #REF! | #REF! | #REF! | #REF! |  | #REF! | #REF! | #REF! | #REF! |  | #REF! | #REF! | #REF! | #REF! |  | #REF! | #REF! | #REF! | #REF! |  | #REF! | #REF! | #REF! | #REF! |  | #REF! | #REF! | #REF! | #REF! |  | #REF! | #REF! | #REF! | #REF! |  | #REF! | #REF! | #REF! | #REF! | #REF! | #REF! | #REF! | #REF! |  |  | No Amendment | #REF! | #REF! | #REF!
[7 empty] | #REF! | #REF! | #REF! | #REF! |  | #REF! | #REF! | #REF! | #REF! |  | #REF! | #REF! | #REF! | #REF! |  | #REF! | #REF! | #REF! | #REF! |  | #REF! | #REF! | #REF! | #REF! |  | #REF! | #REF! | #REF! | #REF! |  | #REF! | #REF! | #REF! | #REF! |  | #REF! | #REF! | #REF! | #REF! |  | #REF! | #REF! | #REF! | #REF! |  | #REF! | #REF! | #REF! | #REF! |  | #REF! | #REF! | #REF! | #REF! |  | #REF! | #REF! | #REF! | #REF! |  | #REF! | #REF! | #REF! | #REF! |  | #REF! | #REF! | #REF! | #REF! |  | #REF! | #REF! | #REF! | #REF! |  | #REF! | #REF! | #REF! | #REF! |  | #REF! | #REF! | #REF! | #REF! |  | #REF! | #REF! | #REF! | #REF! |  | #REF! | #REF! | #REF! | #REF! |  | #REF! | #REF! | #REF! | #REF! |  | #REF! | #REF! | #REF! | #REF! |  | #REF! | #REF! | #REF! | #REF! |  | #REF! | #REF! | #REF! | #REF! |  | #REF! | #REF! | #REF! | #REF! | #REF! | #REF! | #REF! | #REF! |  |  | No Amendment | #REF! | #REF! | #REF!
[7 empty] | #REF! | #REF! | #REF! | #REF! |  | #REF! | #REF! | #REF! | #REF! |  | #REF! | #REF! | #REF! | #REF! |  | #REF! | #REF! | #REF! | #REF! |  | #REF! | #REF! | #REF! | #REF! |  | #REF! | #REF! | #REF! | #REF! |  | #REF! | #REF! | #REF! | #REF! |  | #REF! | #REF! | #REF! | #REF! |  | #REF! | #REF! | #REF! | #REF! |  | #REF! | #REF! | #REF! | #REF! |  | #REF! | #REF! | #REF! | #REF! |  | #REF! | #REF! | #REF! | #REF! |  | #REF! | #REF! | #REF! | #REF! |  | #REF! | #REF! | #REF! | #REF! |  | #REF! | #REF! | #REF! | #REF! |  | #REF! | #REF! | #REF! | #REF! |  | #REF! | #REF! | #REF! | #REF! |  | #REF! | #REF! | #REF! | #REF! |  | #REF! | #REF! | #REF! | #REF! |  | #REF! | #REF! | #REF! | #REF! |  | #REF! | #REF! | #REF! | #REF! |  | #REF! | #REF! | #REF! | #REF! |  | #REF! | #REF! | #REF! | #REF! |  | #REF! | #REF! | #REF! | #REF! | #REF! | #REF! | #REF! | #REF! |  |  | No Amendment | #REF! | #REF! | #REF!
[7 empty] | #REF! | #REF! | #REF! | #REF! |  | #REF! | #REF! | #REF! | #REF! |  | #REF! | #REF! | #REF! | #REF! |  | #REF! | #REF! | #REF! | #REF! |  | #REF! | #REF! | #REF! | #REF! |  | #REF! | #REF! | #REF! | #REF! |  | #REF! | #REF! | #REF! | #REF! |  | #REF! | #REF! | #REF! | #REF! |  | #REF! | #REF! | #REF! | #REF! |  | #REF! | #REF! | #REF! | #REF! |  | #REF! | #REF! | #REF! | #REF! |  | #REF! | #REF! | #REF! | #REF! |  | #REF! | #REF! | #REF! | #REF! |  | #REF! | #REF! | #REF! | #REF! |  | #REF! | #REF! | #REF! | #REF! |  | #REF! | #REF! | #REF! | #REF! |  | #REF! | #REF! | #REF! | #REF! |  | #REF! | #REF! | #REF! | #REF! |  | #REF! | #REF! | #REF! | #REF! |  | #REF! | #REF! | #REF! | #REF! |  | #REF! | #REF! | #REF! | #REF! |  | #REF! | #REF! | #REF! | #REF! |  | #REF! | #REF! | #REF! | #REF! |  | #REF! | #REF! | #REF! | #REF! | #REF! | #REF! | #REF! | #REF! |  |  | No Amendment | #REF! | #REF! | #REF!
[7 empty] | #REF! | #REF! | #REF! | #REF! |  | #REF! | #REF! | #REF! | #REF! |  | #REF! | #REF! | #REF! | #REF! |  | #REF! | #REF! | #REF! | #REF! |  | #REF! | #REF! | #REF! | #REF! |  | #REF! | #REF! | #REF! | #REF! |  | #REF! | #REF! | #REF! | #REF! |  | #REF! | #REF! | #REF! | #REF! |  | #REF! | #REF! | #REF! | #REF! |  | #REF! | #REF! | #REF! | #REF! |  | #REF! | #REF! | #REF! | #REF! |  | #REF! | #REF! | #REF! | #REF! |  | #REF! | #REF! | #REF! | #REF! |  | #REF! | #REF! | #REF! | #REF! |  | #REF! | #REF! | #REF! | #REF! |  | #REF! | #REF! | #REF! | #REF! |  | #REF! | #REF! | #REF! | #REF! |  | #REF! | #REF! | #REF! | #REF! |  | #REF! | #REF! | #REF! | #REF! |  | #REF! | #REF! | #REF! | #REF! |  | #REF! | #REF! | #REF! | #REF! |  | #REF! | #REF! | #REF! | #REF! |  | #REF! | #REF! | #REF! | #REF! |  | #REF! | #REF! | #REF! | #REF! | #REF! | #REF! | #REF! | #REF! |  |  | No Amendment | #REF! | #REF! | #REF!
[7 empty] | #REF! | #REF! | #REF! | #REF! |  | #REF! | #REF! | #REF! | #REF! |  | #REF! | #REF! | #REF! | #REF! |  | #REF! | #REF! | #REF! | #REF! |  | #REF! | #REF! | #REF! | #REF! |  | #REF! | #REF! | #REF! | #REF! |  | #REF! | #REF! | #REF! | #REF! |  | #REF! | #REF! | #REF! | #REF! |  | #REF! | #REF! | #REF! | #REF! |  | #REF! | #REF! | #REF! | #REF! |  | #REF! | #REF! | #REF! | #REF! |  | #REF! | #REF! | #REF! | #REF! |  | #REF! | #REF! | #REF! | #REF! |  | #REF! | #REF! | #REF! | #REF! |  | #REF! | #REF! | #REF! | #REF! |  | #REF! | #REF! | #REF! | #REF! |  | #REF! | #REF! | #REF! | #REF! |  | #REF! | #REF! | #REF! | #REF! |  | #REF! | #REF! | #REF! | #REF! |  | #REF! | #REF! | #REF! | #REF! |  | #REF! | #REF! | #REF! | #REF! |  | #REF! | #REF! | #REF! | #REF! |  | #REF! | #REF! | #REF! | #REF! |  | #REF! | #REF! | #REF! | #REF! | #REF! | #REF! | #REF! | #REF! |  |  | No Amendment | #REF! | #REF! | #REF!
[7 empty] | #REF! | #REF! | #REF! | #REF! |  | #REF! | #REF! | #REF! | #REF! |  | #REF! | #REF! | #REF! | #REF! |  | #REF! | #REF! | #REF! | #REF! |  | #REF! | #REF! | #REF! | #REF! |  | #REF! | #REF! | #REF! | #REF! |  | #REF! | #REF! | #REF! | #REF! |  | #REF! | #REF! | #REF! | #REF! |  | #REF! | #REF! | #REF! | #REF! |  | #REF! | #REF! | #REF! | #REF! |  | #REF! | #REF! | #REF! | #REF! |  | #REF! | #REF! | #REF! | #REF! |  | #REF! | #REF! | #REF! | #REF! |  | #REF! | #REF! | #REF! | #REF! |  | #REF! | #REF! | #REF! | #REF! |  | #REF! | #REF! | #REF! | #REF! |  | #REF! | #REF! | #REF! | #REF! |  | #REF! | #REF! | #REF! | #REF! |  | #REF! | #REF! | #REF! | #REF! |  | #REF! | #REF! | #REF! | #REF! |  | #REF! | #REF! | #REF! | #REF! |  | #REF! | #REF! | #REF! | #REF! |  | #REF! | #REF! | #REF! | #REF! |  | #REF! | #REF! | #REF! | #REF! | #REF! | #REF! | #REF! | #REF! |  |  | No Amendment | #REF! | #REF! | #REF!
[7 empty] | #REF! | #REF! | #REF! | #REF! |  | #REF! | #REF! | #REF! | #REF! |  | #REF! | #REF! | #REF! | #REF! |  | #REF! | #REF! | #REF! | #REF! |  | #REF! | #REF! | #REF! | #REF! |  | #REF! | #REF! | #REF! | #REF! |  | #REF! | #REF! | #REF! | #REF! |  | #REF! | #REF! | #REF! | #REF! |  | #REF! | #REF! | #REF! | #REF! |  | #REF! | #REF! | #REF! | #REF! |  | #REF! | #REF! | #REF! | #REF! |  | #REF! | #REF! | #REF! | #REF! |  | #REF! | #REF! | #REF! | #REF! |  | #REF! | #REF! | #REF! | #REF! |  | #REF! | #REF! | #REF! | #REF! |  | #REF! | #REF! | #REF! | #REF! |  | #REF! | #REF! | #REF! | #REF! |  | #REF! | #REF! | #REF! | #REF! |  | #REF! | #REF! | #REF! | #REF! |  | #REF! | #REF! | #REF! | #REF! |  | #REF! | #REF! | #REF! | #REF! |  | #REF! | #REF! | #REF! | #REF! |  | #REF! | #REF! | #REF! | #REF! |  | #REF! | #REF! | #REF! | #REF! | #REF! | #REF! | #REF! | #REF! |  |  | No Amendment | #REF! | #REF! | #REF!
[7 empty] | #REF! | #REF! | #REF! | #REF! |  | #REF! | #REF! | #REF! | #REF! |  | #REF! | #REF! | #REF! | #REF! |  | #REF! | #REF! | #REF! | #REF! |  | #REF! | #REF! | #REF! | #REF! |  | #REF! | #REF! | #REF! | #REF! |  | #REF! | #REF! | #REF! | #REF! |  | #REF! | #REF! | #REF! | #REF! |  | #REF! | #REF! | #REF! | #REF! |  | #REF! | #REF! | #REF! | #REF! |  | #REF! | #REF! | #REF! | #REF! |  | #REF! | #REF! | #REF! | #REF! |  | #REF! | #REF! | #REF! | #REF! |  | #REF! | #REF! | #REF! | #REF! |  | #REF! | #REF! | #REF! | #REF! |  | #REF! | #REF! | #REF! | #REF! |  | #REF! | #REF! | #REF! | #REF! |  | #REF! | #REF! | #REF! | #REF! |  | #REF! | #REF! | #REF! | #REF! |  | #REF! | #REF! | #REF! | #REF! |  | #REF! | #REF! | #REF! | #REF! |  | #REF! | #REF! | #REF! | #REF! |  | #REF! | #REF! | #REF! | #REF! |  | #REF! | #REF! | #REF! | #REF! | #REF! | #REF! | #REF! | #REF! |  |  | No Amendment | #REF! | #REF! | #REF!
[7 empty] | #REF! | #REF! | #REF! | #REF! |  | #REF! | #REF! | #REF! | #REF! |  | #REF! | #REF! | #REF! | #REF! |  | #REF! | #REF! | #REF! | #REF! |  | #REF! | #REF! | #REF! | #REF! |  | #REF! | #REF! | #REF! | #REF! |  | #REF! | #REF! | #REF! | #REF! |  | #REF! | #REF! | #REF! | #REF! |  | #REF! | #REF! | #REF! | #REF! |  | #REF! | #REF! | #REF! | #REF! |  | #REF! | #REF! | #REF! | #REF! |  | #REF! | #REF! | #REF! | #REF! |  | #REF! | #REF! | #REF! | #REF! |  | #REF! | #REF! | #REF! | #REF! |  | #REF! | #REF! | #REF! | #REF! |  | #REF! | #REF! | #REF! | #REF! |  | #REF! | #REF! | #REF! | #REF! |  | #REF! | #REF! | #REF! | #REF! |  | #REF! | #REF! | #REF! | #REF! |  | #REF! | #REF! | #REF! | #REF! |  | #REF! | #REF! | #REF! | #REF! |  | #REF! | #REF! | #REF! | #REF! |  | #REF! | #REF! | #REF! | #REF! |  | #REF! | #REF! | #REF! | #REF! | #REF! | #REF! | #REF! | #REF! |  |  | No Amendment | #REF! | #REF! | #REF!
[7 empty] | #REF! | #REF! | #REF! | #REF! |  | #REF! | #REF! | #REF! | #REF! |  | #REF! | #REF! | #REF! | #REF! |  | #REF! | #REF! | #REF! | #REF! |  | #REF! | #REF! | #REF! | #REF! |  | #REF! | #REF! | #REF! | #REF! |  | #REF! | #REF! | #REF! | #REF! |  | #REF! | #REF! | #REF! | #REF! |  | #REF! | #REF! | #REF! | #REF! |  | #REF! | #REF! | #REF! | #REF! |  | #REF! | #REF! | #REF! | #REF! |  | #REF! | #REF! | #REF! | #REF! |  | #REF! | #REF! | #REF! | #REF! |  | #REF! | #REF! | #REF! | #REF! |  | #REF! | #REF! | #REF! | #REF! |  | #REF! | #REF! | #REF! | #REF! |  | #REF! | #REF! | #REF! | #REF! |  | #REF! | #REF! | #REF! | #REF! |  | #REF! | #REF! | #REF! | #REF! |  | #REF! | #REF! | #REF! | #REF! |  | #REF! | #REF! | #REF! | #REF! |  | #REF! | #REF! | #REF! | #REF! |  | #REF! | #REF! | #REF! | #REF! |  | #REF! | #REF! | #REF! | #REF! | #REF! | #REF! | #REF! | #REF! |  |  | No Amendment | #REF! | #REF! | #REF!
[7 empty] | #REF! | #REF! | #REF! | #REF! |  | #REF! | #REF! | #REF! | #REF! |  | #REF! | #REF! | #REF! | #REF! |  | #REF! | #REF! | #REF! | #REF! |  | #REF! | #REF! | #REF! | #REF! |  | #REF! | #REF! | #REF! | #REF! |  | #REF! | #REF! | #REF! | #REF! |  | #REF! | #REF! | #REF! | #REF! |  | #REF! | #REF! | #REF! | #REF! |  | #REF! | #REF! | #REF! | #REF! |  | #REF! | #REF! | #REF! | #REF! |  | #REF! | #REF! | #REF! | #REF! |  | #REF! | #REF! | #REF! | #REF! |  | #REF! | #REF! | #REF! | #REF! |  | #REF! | #REF! | #REF! | #REF! |  | #REF! | #REF! | #REF! | #REF! |  | #REF! | #REF! | #REF! | #REF! |  | #REF! | #REF! | #REF! | #REF! |  | #REF! | #REF! | #REF! | #REF! |  | #REF! | #REF! | #REF! | #REF! |  | #REF! | #REF! | #REF! | #REF! |  | #REF! | #REF! | #REF! | #REF! |  | #REF! | #REF! | #REF! | #REF! |  | #REF! | #REF! | #REF! | #REF! | #REF! | #REF! | #REF! | #REF! |  |  | No Amendment | #REF! | #REF! | #REF!
[7 empty] | #REF! | #REF! | #REF! | #REF! |  | #REF! | #REF! | #REF! | #REF! |  | #REF! | #REF! | #REF! | #REF! |  | #REF! | #REF! | #REF! | #REF! |  | #REF! | #REF! | #REF! | #REF! |  | #REF! | #REF! | #REF! | #REF! |  | #REF! | #REF! | #REF! | #REF! |  | #REF! | #REF! | #REF! | #REF! |  | #REF! | #REF! | #REF! | #REF! |  | #REF! | #REF! | #REF! | #REF! |  | #REF! | #REF! | #REF! | #REF! |  | #REF! | #REF! | #REF! | #REF! |  | #REF! | #REF! | #REF! | #REF! |  | #REF! | #REF! | #REF! | #REF! |  | #REF! | #REF! | #REF! | #REF! |  | #REF! | #REF! | #REF! | #REF! |  | #REF! | #REF! | #REF! | #REF! |  | #REF! | #REF! | #REF! | #REF! |  | #REF! | #REF! | #REF! | #REF! |  | #REF! | #REF! | #REF! | #REF! |  | #REF! | #REF! | #REF! | #REF! |  | #REF! | #REF! | #REF! | #REF! |  | #REF! | #REF! | #REF! | #REF! |  | #REF! | #REF! | #REF! | #REF! | #REF! | #REF! | #REF! | #REF! |  |  | No Amendment | #REF! | #REF! | #REF!
[7 empty] | #REF! | #REF! | #REF! | #REF! |  | #REF! | #REF! | #REF! | #REF! |  | #REF! | #REF! | #REF! | #REF! |  | #REF! | #REF! | #REF! | #REF! |  | #REF! | #REF! | #REF! | #REF! |  | #REF! | #REF! | #REF! | #REF! |  | #REF! | #REF! | #REF! | #REF! |  | #REF! | #REF! | #REF! | #REF! |  | #REF! | #REF! | #REF! | #REF! |  | #REF! | #REF! | #REF! | #REF! |  | #REF! | #REF! | #REF! | #REF! |  | #REF! | #REF! | #REF! | #REF! |  | #REF! | #REF! | #REF! | #REF! |  | #REF! | #REF! | #REF! | #REF! |  | #REF! | #REF! | #REF! | #REF! |  | #REF! | #REF! | #REF! | #REF! |  | #REF! | #REF! | #REF! | #REF! |  | #REF! | #REF! | #REF! | #REF! |  | #REF! | #REF! | #REF! | #REF! |  | #REF! | #REF! | #REF! | #REF! |  | #REF! | #REF! | #REF! | #REF! |  | #REF! | #REF! | #REF! | #REF! |  | #REF! | #REF! | #REF! | #REF! |  | #REF! | #REF! | #REF! | #REF! | #REF! | #REF! | #REF! | #REF! |  |  | No Amendment | #REF! | #REF! | #REF!
[7 empty] | #REF! | #REF! | #REF! | #REF! |  | #REF! | #REF! | #REF! | #REF! |  | #REF! | #REF! | #REF! | #REF! |  | #REF! | #REF! | #REF! | #REF! |  | #REF! | #REF! | #REF! | #REF! |  | #REF! | #REF! | #REF! | #REF! |  | #REF! | #REF! | #REF! | #REF! |  | #REF! | #REF! | #REF! | #REF! |  | #REF! | #REF! | #REF! | #REF! |  | #REF! | #REF! | #REF! | #REF! |  | #REF! | #REF! | #REF! | #REF! |  | #REF! | #REF! | #REF! | #REF! |  | #REF! | #REF! | #REF! | #REF! |  | #REF! | #REF! | #REF! | #REF! |  | #REF! | #REF! | #REF! | #REF! |  | #REF! | #REF! | #REF! | #REF! |  | #REF! | #REF! | #REF! | #REF! |  | #REF! | #REF! | #REF! | #REF! |  | #REF! | #REF! | #REF! | #REF! |  | #REF! | #REF! | #REF! | #REF! |  | #REF! | #REF! | #REF! | #REF! |  | #REF! | #REF! | #REF! | #REF! |  | #REF! | #REF! | #REF! | #REF! |  | #REF! | #REF! | #REF! | #REF! | #REF! | #REF! | #REF! | #REF! |  |  | No Amendment | #REF! | #REF! | #REF!
[7 empty] | #REF! | #REF! | #REF! | #REF! |  | #REF! | #REF! | #REF! | #REF! |  | #REF! | #REF! | #REF! | #REF! |  | #REF! | #REF! | #REF! | #REF! |  | #REF! | #REF! | #REF! | #REF! |  | #REF! | #REF! | #REF! | #REF! |  | #REF! | #REF! | #REF! | #REF! |  | #REF! | #REF! | #REF! | #REF! |  | #REF! | #REF! | #REF! | #REF! |  | #REF! | #REF! | #REF! | #REF! |  | #REF! | #REF! | #REF! | #REF! |  | #REF! | #REF! | #REF! | #REF! |  | #REF! | #REF! | #REF! | #REF! |  | #REF! | #REF! | #REF! | #REF! |  | #REF! | #REF! | #REF! | #REF! |  | #REF! | #REF! | #REF! | #REF! |  | #REF! | #REF! | #REF! | #REF! |  | #REF! | #REF! | #REF! | #REF! |  | #REF! | #REF! | #REF! | #REF! |  | #REF! | #REF! | #REF! | #REF! |  | #REF! | #REF! | #REF! | #REF! |  | #REF! | #REF! | #REF! | #REF! |  | #REF! | #REF! | #REF! | #REF! |  | #REF! | #REF! | #REF! | #REF! | #REF! | #REF! | #REF! | #REF! |  |  | No Amendment | #REF! | #REF! | #REF!
[7 empty] | #REF! | #REF! | #REF! | #REF! |  | #REF! | #REF! | #REF! | #REF! |  | #REF! | #REF! | #REF! | #REF! |  | #REF! | #REF! | #REF! | #REF! |  | #REF! | #REF! | #REF! | #REF! |  | #REF! | #REF! | #REF! | #REF! |  | #REF! | #REF! | #REF! | #REF! |  | #REF! | #REF! | #REF! | #REF! |  | #REF! | #REF! | #REF! | #REF! |  | #REF! | #REF! | #REF! | #REF! |  | #REF! | #REF! | #REF! | #REF! |  | #REF! | #REF! | #REF! | #REF! |  | #REF! | #REF! | #REF! | #REF! |  | #REF! | #REF! | #REF! | #REF! |  | #REF! | #REF! | #REF! | #REF! |  | #REF! | #REF! | #REF! | #REF! |  | #REF! | #REF! | #REF! | #REF! |  | #REF! | #REF! | #REF! | #REF! |  | #REF! | #REF! | #REF! | #REF! |  | #REF! | #REF! | #REF! | #REF! |  | #REF! | #REF! | #REF! | #REF! |  | #REF! | #REF! | #REF! | #REF! |  | #REF! | #REF! | #REF! | #REF! |  | #REF! | #REF! | #REF! | #REF! | #REF! | #REF! | #REF! | #REF! |  |  | Rebar | #REF! | #REF! | #REF!
[7 empty] | #REF! | #REF! | #REF! | #REF! |  | #REF! | #REF! | #REF! | #REF! |  | #REF! | #REF! | #REF! | #REF! |  | #REF! | #REF! | #REF! | #REF! |  | #REF! | #REF! | #REF! | #REF! |  | #REF! | #REF! | #REF! | #REF! |  | #REF! | #REF! | #REF! | #REF! |  | #REF! | #REF! | #REF! | #REF! |  | #REF! | #REF! | #REF! | #REF! |  | #REF! | #REF! | #REF! | #REF! |  | #REF! | #REF! | #REF! | #REF! |  | #REF! | #REF! | #REF! | #REF! |  | #REF! | #REF! | #REF! | #REF! |  | #REF! | #REF! | #REF! | #REF! |  | #REF! | #REF! | #REF! | #REF! |  | #REF! | #REF! | #REF! | #REF! |  | #REF! | #REF! | #REF! | #REF! |  | #REF! | #REF! | #REF! | #REF! |  | #REF! | #REF! | #REF! | #REF! |  | #REF! | #REF! | #REF! | #REF! |  | #REF! | #REF! | #REF! | #REF! |  | #REF! | #REF! | #REF! | #REF! |  | #REF! | #REF! | #REF! | #REF! |  | #REF! | #REF! | #REF! | #REF! | #REF! | #REF! | #REF! | #REF! |  |  | Rebar | #REF! | #REF! | #REF!
[7 empty] | #REF! | #REF! | #REF! | #REF! |  | #REF! | #REF! | #REF! | #REF! |  | #REF! | #REF! | #REF! | #REF! |  | #REF! | #REF! | #REF! | #REF! |  | #REF! | #REF! | #REF! | #REF! |  | #REF! | #REF! | #REF! | #REF! |  | #REF! | #REF! | #REF! | #REF! |  | #REF! | #REF! | #REF! | #REF! |  | #REF! | #REF! | #REF! | #REF! |  | #REF! | #REF! | #REF! | #REF! |  | #REF! | #REF! | #REF! | #REF! |  | #REF! | #REF! | #REF! | #REF! |  | #REF! | #REF! | #REF! | #REF! |  | #REF! | #REF! | #REF! | #REF! |  | #REF! | #REF! | #REF! | #REF! |  | #REF! | #REF! | #REF! | #REF! |  | #REF! | #REF! | #REF! | #REF! |  | #REF! | #REF! | #REF! | #REF! |  | #REF! | #REF! | #REF! | #REF! |  | #REF! | #REF! | #REF! | #REF! |  | #REF! | #REF! | #REF! | #REF! |  | #REF! | #REF! | #REF! | #REF! |  | #REF! | #REF! | #REF! | #REF! |  | #REF! | #REF! | #REF! | #REF! | #REF! | #REF! | #REF! | #REF! |  |  | Formwork | #REF! | #REF! | #REF!
[7 empty] | #REF! | #REF! | #REF! | #REF! |  | #REF! | #REF! | #REF! | #REF! |  | #REF! | #REF! | #REF! | #REF! |  | #REF! | #REF! | #REF! | #REF! |  | #REF! | #REF! | #REF! | #REF! |  | #REF! | #REF! | #REF! | #REF! |  | #REF! | #REF! | #REF! | #REF! |  | #REF! | #REF! | #REF! | #REF! |  | #REF! | #REF! | #REF! | #REF! |  | #REF! | #REF! | #REF! | #REF! |  | #REF! | #REF! | #REF! | #REF! |  | #REF! | #REF! | #REF! | #REF! |  | #REF! | #REF! | #REF! | #REF! |  | #REF! | #REF! | #REF! | #REF! |  | #REF! | #REF! | #REF! | #REF! |  | #REF! | #REF! | #REF! | #REF! |  | #REF! | #REF! | #REF! | #REF! |  | #REF! | #REF! | #REF! | #REF! |  | #REF! | #REF! | #REF! | #REF! |  | #REF! | #REF! | #REF! | #REF! |  | #REF! | #REF! | #REF! | #REF! |  | #REF! | #REF! | #REF! | #REF! |  | #REF! | #REF! | #REF! | #REF! |  | #REF! | #REF! | #REF! | #REF! | #REF! | #REF! | #REF! | #REF! |  |  | Formwork | #REF! | #REF! | #REF!
[7 empty] | #REF! | #REF! | #REF! | #REF! |  | #REF! | #REF! | #REF! | #REF! |  | #REF! | #REF! | #REF! | #REF! |  | #REF! | #REF! | #REF! | #REF! |  | #REF! | #REF! | #REF! | #REF! |  | #REF! | #REF! | #REF! | #REF! |  | #REF! | #REF! | #REF! | #REF! |  | #REF! | #REF! | #REF! | #REF! |  | #REF! | #REF! | #REF! | #REF! |  | #REF! | #REF! | #REF! | #REF! |  | #REF! | #REF! | #REF! | #REF! |  | #REF! | #REF! | #REF! | #REF! |  | #REF! | #REF! | #REF! | #REF! |  | #REF! | #REF! | #REF! | #REF! |  | #REF! | #REF! | #REF! | #REF! |  | #REF! | #REF! | #REF! | #REF! |  | #REF! | #REF! | #REF! | #REF! |  | #REF! | #REF! | #REF! | #REF! |  | #REF! | #REF! | #REF! | #REF! |  | #REF! | #REF! | #REF! | #REF! |  | #REF! | #REF! | #REF! | #REF! |  | #REF! | #REF! | #REF! | #REF! |  | #REF! | #REF! | #REF! | #REF! |  | #REF! | #REF! | #REF! | #REF! | #REF! | #REF! | #REF! | #REF! |  |  | Formwork | #REF! | #REF! | #REF!
[7 empty] | #REF! | #REF! | #REF! | #REF! |  | #REF! | #REF! | #REF! | #REF! |  | #REF! | #REF! | #REF! | #REF! |  | #REF! | #REF! | #REF! | #REF! |  | #REF! | #REF! | #REF! | #REF! |  | #REF! | #REF! | #REF! | #REF! |  | #REF! | #REF! | #REF! | #REF! |  | #REF! | #REF! | #REF! | #REF! |  | #REF! | #REF! | #REF! | #REF! |  | #REF! | #REF! | #REF! | #REF! |  | #REF! | #REF! | #REF! | #REF! |  | #REF! | #REF! | #REF! | #REF! |  | #REF! | #REF! | #REF! | #REF! |  | #REF! | #REF! | #REF! | #REF! |  | #REF! | #REF! | #REF! | #REF! |  | #REF! | #REF! | #REF! | #REF! |  | #REF! | #REF! | #REF! | #REF! |  | #REF! | #REF! | #REF! | #REF! |  | #REF! | #REF! | #REF! | #REF! |  | #REF! | #REF! | #REF! | #REF! |  | #REF! | #REF! | #REF! | #REF! |  | #REF! | #REF! | #REF! | #REF! |  | #REF! | #REF! | #REF! | #REF! |  | #REF! | #REF! | #REF! | #REF! | #REF! | #REF! | #REF! | #REF! |  |  | Formwork | #REF! | #REF! | #REF!
[7 empty] | #REF! | #REF! | #REF! | #REF! |  | #REF! | #REF! | #REF! | #REF! |  | #REF! | #REF! | #REF! | #REF! |  | #REF! | #REF! | #REF! | #REF! |  | #REF! | #REF! | #REF! | #REF! |  | #REF! | #REF! | #REF! | #REF! |  | #REF! | #REF! | #REF! | #REF! |  | #REF! | #REF! | #REF! | #REF! |  | #REF! | #REF! | #REF! | #REF! |  | #REF! | #REF! | #REF! | #REF! |  | #REF! | #REF! | #REF! | #REF! |  | #REF! | #REF! | #REF! | #REF! |  | #REF! | #REF! | #REF! | #REF! |  | #REF! | #REF! | #REF! | #REF! |  | #REF! | #REF! | #REF! | #REF! |  | #REF! | #REF! | #REF! | #REF! |  | #REF! | #REF! | #REF! | #REF! |  | #REF! | #REF! | #REF! | #REF! |  | #REF! | #REF! | #REF! | #REF! |  | #REF! | #REF! | #REF! | #REF! |  | #REF! | #REF! | #REF! | #REF! |  | #REF! | #REF! | #REF! | #REF! |  | #REF! | #REF! | #REF! | #REF! |  | #REF! | #REF! | #REF! | #REF! | #REF! | #REF! | #REF! | #REF! |  |  | Formwork | #REF! | #REF! | #REF!
[7 empty] | #REF! | #REF! | #REF! | #REF! |  | #REF! | #REF! | #REF! | #REF! |  | #REF! | #REF! | #REF! | #REF! |  | #REF! | #REF! | #REF! | #REF! |  | #REF! | #REF! | #REF! | #REF! |  | #REF! | #REF! | #REF! | #REF! |  | #REF! | #REF! | #REF! | #REF! |  | #REF! | #REF! | #REF! | #REF! |  | #REF! | #REF! | #REF! | #REF! |  | #REF! | #REF! | #REF! | #REF! |  | #REF! | #REF! | #REF! | #REF! |  | #REF! | #REF! | #REF! | #REF! |  | #REF! | #REF! | #REF! | #REF! |  | #REF! | #REF! | #REF! | #REF! |  | #REF! | #REF! | #REF! | #REF! |  | #REF! | #REF! | #REF! | #REF! |  | #REF! | #REF! | #REF! | #REF! |  | #REF! | #REF! | #REF! | #REF! |  | #REF! | #REF! | #REF! | #REF! |  | #REF! | #REF! | #REF! | #REF! |  | #REF! | #REF! | #REF! | #REF! |  | #REF! | #REF! | #REF! | #REF! |  | #REF! | #REF! | #REF! | #REF! |  | #REF! | #REF! | #REF! | #REF! | #REF! | #REF! | #REF! | #REF! |  |  | Formwork | #REF! | #REF! | #REF!
[7 empty] | #REF! | #REF! | #REF! | #REF! |  | #REF! | #REF! | #REF! | #REF! |  | #REF! | #REF! | #REF! | #REF! |  | #REF! | #REF! | #REF! | #REF! |  | #REF! | #REF! | #REF! | #REF! |  | #REF! | #REF! | #REF! | #REF! |  | #REF! | #REF! | #REF! | #REF! |  | #REF! | #REF! | #REF! | #REF! |  | #REF! | #REF! | #REF! | #REF! |  | #REF! | #REF! | #REF! | #REF! |  | #REF! | #REF! | #REF! | #REF! |  | #REF! | #REF! | #REF! | #REF! |  | #REF! | #REF! | #REF! | #REF! |  | #REF! | #REF! | #REF! | #REF! |  | #REF! | #REF! | #REF! | #REF! |  | #REF! | #REF! | #REF! | #REF! |  | #REF! | #REF! | #REF! | #REF! |  | #REF! | #REF! | #REF! | #REF! |  | #REF! | #REF! | #REF! | #REF! |  | #REF! | #REF! | #REF! | #REF! |  | #REF! | #REF! | #REF! | #REF! |  | #REF! | #REF! | #REF! | #REF! |  | #REF! | #REF! | #REF! | #REF! |  | #REF! | #REF! | #REF! | #REF! | #REF! | #REF! | #REF! | #REF! |  |  | Formwork | #REF! | #REF! | #REF!
[7 empty] | #REF! | #REF! | #REF! | #REF! |  | #REF! | #REF! | #REF! | #REF! |  | #REF! | #REF! | #REF! | #REF! |  | #REF! | #REF! | #REF! | #REF! |  | #REF! | #REF! | #REF! | #REF! |  | #REF! | #REF! | #REF! | #REF! |  | #REF! | #REF! | #REF! | #REF! |  | #REF! | #REF! | #REF! | #REF! |  | #REF! | #REF! | #REF! | #REF! |  | #REF! | #REF! | #REF! | #REF! |  | #REF! | #REF! | #REF! | #REF! |  | #REF! | #REF! | #REF! | #REF! |  | #REF! | #REF! | #REF! | #REF! |  | #REF! | #REF! | #REF! | #REF! |  | #REF! | #REF! | #REF! | #REF! |  | #REF! | #REF! | #REF! | #REF! |  | #REF! | #REF! | #REF! | #REF! |  | #REF! | #REF! | #REF! | #REF! |  | #REF! | #REF! | #REF! | #REF! |  | #REF! | #REF! | #REF! | #REF! |  | #REF! | #REF! | #REF! | #REF! |  | #REF! | #REF! | #REF! | #REF! |  | #REF! | #REF! | #REF! | #REF! |  | #REF! | #REF! | #REF! | #REF! | #REF! | #REF! | #REF! | #REF! |  |  | Formwork | #REF! | #REF! | #REF!
[7 empty] | #REF! | #REF! | #REF! | #REF! |  | #REF! | #REF! | #REF! | #REF! |  | #REF! | #REF! | #REF! | #REF! |  | #REF! | #REF! | #REF! | #REF! |  | #REF! | #REF! | #REF! | #REF! |  | #REF! | #REF! | #REF! | #REF! |  | #REF! | #REF! | #REF! | #REF! |  | #REF! | #REF! | #REF! | #REF! |  | #REF! | #REF! | #REF! | #REF! |  | #REF! | #REF! | #REF! | #REF! |  | #REF! | #REF! | #REF! | #REF! |  | #REF! | #REF! | #REF! | #REF! |  | #REF! | #REF! | #REF! | #REF! |  | #REF! | #REF! | #REF! | #REF! |  | #REF! | #REF! | #REF! | #REF! |  | #REF! | #REF! | #REF! | #REF! |  | #REF! | #REF! | #REF! | #REF! |  | #REF! | #REF! | #REF! | #REF! |  | #REF! | #REF! | #REF! | #REF! |  | #REF! | #REF! | #REF! | #REF! |  | #REF! | #REF! | #REF! | #REF! |  | #REF! | #REF! | #REF! | #REF! |  | #REF! | #REF! | #REF! | #REF! |  | #REF! | #REF! | #REF! | #REF! | #REF! | #REF! | #REF! | #REF! |  |  | Formwork | #REF! | #REF! | #REF!
[7 empty] | #REF! | #REF! | #REF! | #REF! |  | #REF! | #REF! | #REF! | #REF! |  | #REF! | #REF! | #REF! | #REF! |  | #REF! | #REF! | #REF! | #REF! |  | #REF! | #REF! | #REF! | #REF! |  | #REF! | #REF! | #REF! | #REF! |  | #REF! | #REF! | #REF! | #REF! |  | #REF! | #REF! | #REF! | #REF! |  | #REF! | #REF! | #REF! | #REF! |  | #REF! | #REF! | #REF! | #REF! |  | #REF! | #REF! | #REF! | #REF! |  | #REF! | #REF! | #REF! | #REF! |  | #REF! | #REF! | #REF! | #REF! |  | #REF! | #REF! | #REF! | #REF! |  | #REF! | #REF! | #REF! | #REF! |  | #REF! | #REF! | #REF! | #REF! |  | #REF! | #REF! | #REF! | #REF! |  | #REF! | #REF! | #REF! | #REF! |  | #REF! | #REF! | #REF! | #REF! |  | #REF! | #REF! | #REF! | #REF! |  | #REF! | #REF! | #REF! | #REF! |  | #REF! | #REF! | #REF! | #REF! |  | #REF! | #REF! | #REF! | #REF! |  | #REF! | #REF! | #REF! | #REF! | #REF! | #REF! | #REF! | #REF! |  |  | Formwork | #REF! | #REF! | #REF!
[7 empty] | #REF! | #REF! | #REF! | #REF! |  | #REF! | #REF! | #REF! | #REF! |  | #REF! | #REF! | #REF! | #REF! |  | #REF! | #REF! | #REF! | #REF! |  | #REF! | #REF! | #REF! | #REF! |  | #REF! | #REF! | #REF! | #REF! |  | #REF! | #REF! | #REF! | #REF! |  | #REF! | #REF! | #REF! | #REF! |  | #REF! | #REF! | #REF! | #REF! |  | #REF! | #REF! | #REF! | #REF! |  | #REF! | #REF! | #REF! | #REF! |  | #REF! | #REF! | #REF! | #REF! |  | #REF! | #REF! | #REF! | #REF! |  | #REF! | #REF! | #REF! | #REF! |  | #REF! | #REF! | #REF! | #REF! |  | #REF! | #REF! | #REF! | #REF! |  | #REF! | #REF! | #REF! | #REF! |  | #REF! | #REF! | #REF! | #REF! |  | #REF! | #REF! | #REF! | #REF! |  | #REF! | #REF! | #REF! | #REF! |  | #REF! | #REF! | #REF! | #REF! |  | #REF! | #REF! | #REF! | #REF! |  | #REF! | #REF! | #REF! | #REF! |  | #REF! | #REF! | #REF! | #REF! | #REF! | #REF! | #REF! | #REF! |  |  | Formwork | #REF! | #REF! | #REF!
[7 empty] | #REF! | #REF! | #REF! | #REF! |  | #REF! | #REF! | #REF! | #REF! |  | #REF! | #REF! | #REF! | #REF! |  | #REF! | #REF! | #REF! | #REF! |  | #REF! | #REF! | #REF! | #REF! |  | #REF! | #REF! | #REF! | #REF! |  | #REF! | #REF! | #REF! | #REF! |  | #REF! | #REF! | #REF! | #REF! |  | #REF! | #REF! | #REF! | #REF! |  | #REF! | #REF! | #REF! | #REF! |  | #REF! | #REF! | #REF! | #REF! |  | #REF! | #REF! | #REF! | #REF! |  | #REF! | #REF! | #REF! | #REF! |  | #REF! | #REF! | #REF! | #REF! |  | #REF! | #REF! | #REF! | #REF! |  | #REF! | #REF! | #REF! | #REF! |  | #REF! | #REF! | #REF! | #REF! |  | #REF! | #REF! | #REF! | #REF! |  | #REF! | #REF! | #REF! | #REF! |  | #REF! | #REF! | #REF! | #REF! |  | #REF! | #REF! | #REF! | #REF! |  | #REF! | #REF! | #REF! | #REF! |  | #REF! | #REF! | #REF! | #REF! |  | #REF! | #REF! | #REF! | #REF! | #REF! | #REF! | #REF! | #REF! |  |  | Formwork | #REF! | #REF! | #REF!
[7 empty] | #REF! | #REF! | #REF! | #REF! |  | #REF! | #REF! | #REF! | #REF! |  | #REF! | #REF! | #REF! | #REF! |  | #REF! | #REF! | #REF! | #REF! |  | #REF! | #REF! | #REF! | #REF! |  | #REF! | #REF! | #REF! | #REF! |  | #REF! | #REF! | #REF! | #REF! |  | #REF! | #REF! | #REF! | #REF! |  | #REF! | #REF! | #REF! | #REF! |  | #REF! | #REF! | #REF! | #REF! |  | #REF! | #REF! | #REF! | #REF! |  | #REF! | #REF! | #REF! | #REF! |  | #REF! | #REF! | #REF! | #REF! |  | #REF! | #REF! | #REF! | #REF! |  | #REF! | #REF! | #REF! | #REF! |  | #REF! | #REF! | #REF! | #REF! |  | #REF! | #REF! | #REF! | #REF! |  | #REF! | #REF! | #REF! | #REF! |  | #REF! | #REF! | #REF! | #REF! |  | #REF! | #REF! | #REF! | #REF! |  | #REF! | #REF! | #REF! | #REF! |  | #REF! | #REF! | #REF! | #REF! |  | #REF! | #REF! | #REF! | #REF! |  | #REF! | #REF! | #REF! | #REF! | #REF! | #REF! | #REF! | #REF! |  |  | Formwork | #REF! | #REF! | #REF!
[7 empty] | #REF! | #REF! | #REF! | #REF! |  | #REF! | #REF! | #REF! | #REF! |  | #REF! | #REF! | #REF! | #REF! |  | #REF! | #REF! | #REF! | #REF! |  | #REF! | #REF! | #REF! | #REF! |  | #REF! | #REF! | #REF! | #REF! |  | #REF! | #REF! | #REF! | #REF! |  | #REF! | #REF! | #REF! | #REF! |  | #REF! | #REF! | #REF! | #REF! |  | #REF! | #REF! | #REF! | #REF! |  | #REF! | #REF! | #REF! | #REF! |  | #REF! | #REF! | #REF! | #REF! |  | #REF! | #REF! | #REF! | #REF! |  | #REF! | #REF! | #REF! | #REF! |  | #REF! | #REF! | #REF! | #REF! |  | #REF! | #REF! | #REF! | #REF! |  | #REF! | #REF! | #REF! | #REF! |  | #REF! | #REF! | #REF! | #REF! |  | #REF! | #REF! | #REF! | #REF! |  | #REF! | #REF! | #REF! | #REF! |  | #REF! | #REF! | #REF! | #REF! |  | #REF! | #REF! | #REF! | #REF! |  | #REF! | #REF! | #REF! | #REF! |  | #REF! | #REF! | #REF! | #REF! | #REF! | #REF! | #REF! | #REF! |  |  | Formwork | #REF! | #REF! | #REF!
[7 empty] | #REF! | #REF! | #REF! | #REF! |  | #REF! | #REF! | #REF! | #REF! |  | #REF! | #REF! | #REF! | #REF! |  | #REF! | #REF! | #REF! | #REF! |  | #REF! | #REF! | #REF! | #REF! |  | #REF! | #REF! | #REF! | #REF! |  | #REF! | #REF! | #REF! | #REF! |  | #REF! | #REF! | #REF! | #REF! |  | #REF! | #REF! | #REF! | #REF! |  | #REF! | #REF! | #REF! | #REF! |  | #REF! | #REF! | #REF! | #REF! |  | #REF! | #REF! | #REF! | #REF! |  | #REF! | #REF! | #REF! | #REF! |  | #REF! | #REF! | #REF! | #REF! |  | #REF! | #REF! | #REF! | #REF! |  | #REF! | #REF! | #REF! | #REF! |  | #REF! | #REF! | #REF! | #REF! |  | #REF! | #REF! | #REF! | #REF! |  | #REF! | #REF! | #REF! | #REF! |  | #REF! | #REF! | #REF! | #REF! |  | #REF! | #REF! | #REF! | #REF! |  | #REF! | #REF! | #REF! | #REF! |  | #REF! | #REF! | #REF! | #REF! |  | #REF! | #REF! | #REF! | #REF! | #REF! | #REF! | #REF! | #REF! |  |  | Formwork | #REF! | #REF! | #REF!
[7 empty] | #REF! | #REF! | #REF! | #REF! |  | #REF! | #REF! | #REF! | #REF! |  | #REF! | #REF! | #REF! | #REF! |  | #REF! | #REF! | #REF! | #REF! |  | #REF! | #REF! | #REF! | #REF! |  | #REF! | #REF! | #REF! | #REF! |  | #REF! | #REF! | #REF! | #REF! |  | #REF! | #REF! | #REF! | #REF! |  | #REF! | #REF! | #REF! | #REF! |  | #REF! | #REF! | #REF! | #REF! |  | #REF! | #REF! | #REF! | #REF! |  | #REF! | #REF! | #REF! | #REF! |  | #REF! | #REF! | #REF! | #REF! |  | #REF! | #REF! | #REF! | #REF! |  | #REF! | #REF! | #REF! | #REF! |  | #REF! | #REF! | #REF! | #REF! |  | #REF! | #REF! | #REF! | #REF! |  | #REF! | #REF! | #REF! | #REF! |  | #REF! | #REF! | #REF! | #REF! |  | #REF! | #REF! | #REF! | #REF! |  | #REF! | #REF! | #REF! | #REF! |  | #REF! | #REF! | #REF! | #REF! |  | #REF! | #REF! | #REF! | #REF! |  | #REF! | #REF! | #REF! | #REF! | #REF! | #REF! | #REF! | #REF! |  |  | Formwork | #REF! | #REF! | #REF!
[7 empty] | #REF! | #REF! | #REF! | #REF! |  | #REF! | #REF! | #REF! | #REF! |  | #REF! | #REF! | #REF! | #REF! |  | #REF! | #REF! | #REF! | #REF! |  | #REF! | #REF! | #REF! | #REF! |  | #REF! | #REF! | #REF! | #REF! |  | #REF! | #REF! | #REF! | #REF! |  | #REF! | #REF! | #REF! | #REF! |  | #REF! | #REF! | #REF! | #REF! |  | #REF! | #REF! | #REF! | #REF! |  | #REF! | #REF! | #REF! | #REF! |  | #REF! | #REF! | #REF! | #REF! |  | #REF! | #REF! | #REF! | #REF! |  | #REF! | #REF! | #REF! | #REF! |  | #REF! | #REF! | #REF! | #REF! |  | #REF! | #REF! | #REF! | #REF! |  | #REF! | #REF! | #REF! | #REF! |  | #REF! | #REF! | #REF! | #REF! |  | #REF! | #REF! | #REF! | #REF! |  | #REF! | #REF! | #REF! | #REF! |  | #REF! | #REF! | #REF! | #REF! |  | #REF! | #REF! | #REF! | #REF! |  | #REF! | #REF! | #REF! | #REF! |  | #REF! | #REF! | #REF! | #REF! | #REF! | #REF! | #REF! | #REF! |  |  | No Amendment | #REF! | #REF! | #REF!
[7 empty] | #REF! | #REF! | #REF! | #REF! |  | #REF! | #REF! | #REF! | #REF! |  | #REF! | #REF! | #REF! | #REF! |  | #REF! | #REF! | #REF! | #REF! |  | #REF! | #REF! | #REF! | #REF! |  | #REF! | #REF! | #REF! | #REF! |  | #REF! | #REF! | #REF! | #REF! |  | #REF! | #REF! | #REF! | #REF! |  | #REF! | #REF! | #REF! | #REF! |  | #REF! | #REF! | #REF! | #REF! |  | #REF! | #REF! | #REF! | #REF! |  | #REF! | #REF! | #REF! | #REF! |  | #REF! | #REF! | #REF! | #REF! |  | #REF! | #REF! | #REF! | #REF! |  | #REF! | #REF! | #REF! | #REF! |  | #REF! | #REF! | #REF! | #REF! |  | #REF! | #REF! | #REF! | #REF! |  | #REF! | #REF! | #REF! | #REF! |  | #REF! | #REF! | #REF! | #REF! |  | #REF! | #REF! | #REF! | #REF! |  | #REF! | #REF! | #REF! | #REF! |  | #REF! | #REF! | #REF! | #REF! |  | #REF! | #REF! | #REF! | #REF! |  | #REF! | #REF! | #REF! | #REF! | #REF! | #REF! | #REF! | #REF! |  |  | No Amendment | #REF! | #REF! | #REF!
[7 empty] | #REF! | #REF! | #REF! | #REF! |  | #REF! | #REF! | #REF! | #REF! |  | #REF! | #REF! | #REF! | #REF! |  | #REF! | #REF! | #REF! | #REF! |  | #REF! | #REF! | #REF! | #REF! |  | #REF! | #REF! | #REF! | #REF! |  | #REF! | #REF! | #REF! | #REF! |  | #REF! | #REF! | #REF! | #REF! |  | #REF! | #REF! | #REF! | #REF! |  | #REF! | #REF! | #REF! | #REF! |  | #REF! | #REF! | #REF! | #REF! |  | #REF! | #REF! | #REF! | #REF! |  | #REF! | #REF! | #REF! | #REF! |  | #REF! | #REF! | #REF! | #REF! |  | #REF! | #REF! | #REF! | #REF! |  | #REF! | #REF! | #REF! | #REF! |  | #REF! | #REF! | #REF! | #REF! |  | #REF! | #REF! | #REF! | #REF! |  | #REF! | #REF! | #REF! | #REF! |  | #REF! | #REF! | #REF! | #REF! |  | #REF! | #REF! | #REF! | #REF! |  | #REF! | #REF! | #REF! | #REF! |  | #REF! | #REF! | #REF! | #REF! |  | #REF! | #REF! | #REF! | #REF! | #REF! | #REF! | #REF! | #REF! |  |  | Rebar | #REF! | #REF! | #REF!
[7 empty] | #REF! | #REF! | #REF! | #REF! |  | #REF! | #REF! | #REF! | #REF! |  | #REF! | #REF! | #REF! | #REF! |  | #REF! | #REF! | #REF! | #REF! |  | #REF! | #REF! | #REF! | #REF! |  | #REF! | #REF! | #REF! | #REF! |  | #REF! | #REF! | #REF! | #REF! |  | #REF! | #REF! | #REF! | #REF! |  | #REF! | #REF! | #REF! | #REF! |  | #REF! | #REF! | #REF! | #REF! |  | #REF! | #REF! | #REF! | #REF! |  | #REF! | #REF! | #REF! | #REF! |  | #REF! | #REF! | #REF! | #REF! |  | #REF! | #REF! | #REF! | #REF! |  | #REF! | #REF! | #REF! | #REF! |  | #REF! | #REF! | #REF! | #REF! |  | #REF! | #REF! | #REF! | #REF! |  | #REF! | #REF! | #REF! | #REF! |  | #REF! | #REF! | #REF! | #REF! |  | #REF! | #REF! | #REF! | #REF! |  | #REF! | #REF! | #REF! | #REF! |  | #REF! | #REF! | #REF! | #REF! |  | #REF! | #REF! | #REF! | #REF! |  | #REF! | #REF! | #REF! | #REF! | #REF! | #REF! | #REF! | #REF! |  |  | Rebar | #REF! | #REF! | #REF!
[7 empty] | #REF! | #REF! | #REF! | #REF! |  | #REF! | #REF! | #REF! | #REF! |  | #REF! | #REF! | #REF! | #REF! |  | #REF! | #REF! | #REF! | #REF! |  | #REF! | #REF! | #REF! | #REF! |  | #REF! | #REF! | #REF! | #REF! |  | #REF! | #REF! | #REF! | #REF! |  | #REF! | #REF! | #REF! | #REF! |  | #REF! | #REF! | #REF! | #REF! |  | #REF! | #REF! | #REF! | #REF! |  | #REF! | #REF! | #REF! | #REF! |  | #REF! | #REF! | #REF! | #REF! |  | #REF! | #REF! | #REF! | #REF! |  | #REF! | #REF! | #REF! | #REF! |  | #REF! | #REF! | #REF! | #REF! |  | #REF! | #REF! | #REF! | #REF! |  | #REF! | #REF! | #REF! | #REF! |  | #REF! | #REF! | #REF! | #REF! |  | #REF! | #REF! | #REF! | #REF! |  | #REF! | #REF! | #REF! | #REF! |  | #REF! | #REF! | #REF! | #REF! |  | #REF! | #REF! | #REF! | #REF! |  | #REF! | #REF! | #REF! | #REF! |  | #REF! | #REF! | #REF! | #REF! | #REF! | #REF! | #REF! | #REF! |  |  | Rebar | #REF! | #REF! | #REF!
[7 empty] | #REF! | #REF! | #REF! | #REF! |  | #REF! | #REF! | #REF! | #REF! |  | #REF! | #REF! | #REF! | #REF! |  | #REF! | #REF! | #REF! | #REF! |  | #REF! | #REF! | #REF! | #REF! |  | #REF! | #REF! | #REF! | #REF! |  | #REF! | #REF! | #REF! | #REF! |  | #REF! | #REF! | #REF! | #REF! |  | #REF! | #REF! | #REF! | #REF! |  | #REF! | #REF! | #REF! | #REF! |  | #REF! | #REF! | #REF! | #REF! |  | #REF! | #REF! | #REF! | #REF! |  | #REF! | #REF! | #REF! | #REF! |  | #REF! | #REF! | #REF! | #REF! |  | #REF! | #REF! | #REF! | #REF! |  | #REF! | #REF! | #REF! | #REF! |  | #REF! | #REF! | #REF! | #REF! |  | #REF! | #REF! | #REF! | #REF! |  | #REF! | #REF! | #REF! | #REF! |  | #REF! | #REF! | #REF! | #REF! |  | #REF! | #REF! | #REF! | #REF! |  | #REF! | #REF! | #REF! | #REF! |  | #REF! | #REF! | #REF! | #REF! |  | #REF! | #REF! | #REF! | #REF! | #REF! | #REF! | #REF! | #REF! |  |  | Rebar | #REF! | #REF! | #REF!
[7 empty] | #REF! | #REF! | #REF! | #REF! |  | #REF! | #REF! | #REF! | #REF! |  | #REF! | #REF! | #REF! | #REF! |  | #REF! | #REF! | #REF! | #REF! |  | #REF! | #REF! | #REF! | #REF! |  | #REF! | #REF! | #REF! | #REF! |  | #REF! | #REF! | #REF! | #REF! |  | #REF! | #REF! | #REF! | #REF! |  | #REF! | #REF! | #REF! | #REF! |  | #REF! | #REF! | #REF! | #REF! |  | #REF! | #REF! | #REF! | #REF! |  | #REF! | #REF! | #REF! | #REF! |  | #REF! | #REF! | #REF! | #REF! |  | #REF! | #REF! | #REF! | #REF! |  | #REF! | #REF! | #REF! | #REF! |  | #REF! | #REF! | #REF! | #REF! |  | #REF! | #REF! | #REF! | #REF! |  | #REF! | #REF! | #REF! | #REF! |  | #REF! | #REF! | #REF! | #REF! |  | #REF! | #REF! | #REF! | #REF! |  | #REF! | #REF! | #REF! | #REF! |  | #REF! | #REF! | #REF! | #REF! |  | #REF! | #REF! | #REF! | #REF! |  | #REF! | #REF! | #REF! | #REF! | #REF! | #REF! | #REF! | #REF! |  |  | Rebar | #REF! | #REF! | #REF!
[7 empty] | #REF! | #REF! | #REF! | #REF! |  | #REF! | #REF! | #REF! | #REF! |  | #REF! | #REF! | #REF! | #REF! |  | #REF! | #REF! | #REF! | #REF! |  | #REF! | #REF! | #REF! | #REF! |  | #REF! | #REF! | #REF! | #REF! |  | #REF! | #REF! | #REF! | #REF! |  | #REF! | #REF! | #REF! | #REF! |  | #REF! | #REF! | #REF! | #REF! |  | #REF! | #REF! | #REF! | #REF! |  | #REF! | #REF! | #REF! | #REF! |  | #REF! | #REF! | #REF! | #REF! |  | #REF! | #REF! | #REF! | #REF! |  | #REF! | #REF! | #REF! | #REF! |  | #REF! | #REF! | #REF! | #REF! |  | #REF! | #REF! | #REF! | #REF! |  | #REF! | #REF! | #REF! | #REF! |  | #REF! | #REF! | #REF! | #REF! |  | #REF! | #REF! | #REF! | #REF! |  | #REF! | #REF! | #REF! | #REF! |  | #REF! | #REF! | #REF! | #REF! |  | #REF! | #REF! | #REF! | #REF! |  | #REF! | #REF! | #REF! | #REF! |  | #REF! | #REF! | #REF! | #REF! | #REF! | #REF! | #REF! | #REF! |  |  | Rebar | #REF! | #REF! | #REF!
[7 empty] | #REF! | #REF! | #REF! | #REF! |  | #REF! | #REF! | #REF! | #REF! |  | #REF! | #REF! | #REF! | #REF! |  | #REF! | #REF! | #REF! | #REF! |  | #REF! | #REF! | #REF! | #REF! |  | #REF! | #REF! | #REF! | #REF! |  | #REF! | #REF! | #REF! | #REF! |  | #REF! | #REF! | #REF! | #REF! |  | #REF! | #REF! | #REF! | #REF! |  | #REF! | #REF! | #REF! | #REF! |  | #REF! | #REF! | #REF! | #REF! |  | #REF! | #REF! | #REF! | #REF! |  | #REF! | #REF! | #REF! | #REF! |  | #REF! | #REF! | #REF! | #REF! |  | #REF! | #REF! | #REF! | #REF! |  | #REF! | #REF! | #REF! | #REF! |  | #REF! | #REF! | #REF! | #REF! |  | #REF! | #REF! | #REF! | #REF! |  | #REF! | #REF! | #REF! | #REF! |  | #REF! | #REF! | #REF! | #REF! |  | #REF! | #REF! | #REF! | #REF! |  | #REF! | #REF! | #REF! | #REF! |  | #REF! | #REF! | #REF! | #REF! |  | #REF! | #REF! | #REF! | #REF! | #REF! | #REF! | #REF! | #REF! |  |  | Rebar | #REF! | #REF! | #REF!
[7 empty] | #REF! | #REF! | #REF! | #REF! |  | #REF! | #REF! | #REF! | #REF! |  | #REF! | #REF! | #REF! | #REF! |  | #REF! | #REF! | #REF! | #REF! |  | #REF! | #REF! | #REF! | #REF! |  | #REF! | #REF! | #REF! | #REF! |  | #REF! | #REF! | #REF! | #REF! |  | #REF! | #REF! | #REF! | #REF! |  | #REF! | #REF! | #REF! | #REF! |  | #REF! | #REF! | #REF! | #REF! |  | #REF! | #REF! | #REF! | #REF! |  | #REF! | #REF! | #REF! | #REF! |  | #REF! | #REF! | #REF! | #REF! |  | #REF! | #REF! | #REF! | #REF! |  | #REF! | #REF! | #REF! | #REF! |  | #REF! | #REF! | #REF! | #REF! |  | #REF! | #REF! | #REF! | #REF! |  | #REF! | #REF! | #REF! | #REF! |  | #REF! | #REF! | #REF! | #REF! |  | #REF! | #REF! | #REF! | #REF! |  | #REF! | #REF! | #REF! | #REF! |  | #REF! | #REF! | #REF! | #REF! |  | #REF! | #REF! | #REF! | #REF! |  | #REF! | #REF! | #REF! | #REF! | #REF! | #REF! | #REF! | #REF! |  |  | Rebar | #REF! | #REF! | #REF!
[7 empty] | #REF! | #REF! | #REF! | #REF! |  | #REF! | #REF! | #REF! | #REF! |  | #REF! | #REF! | #REF! | #REF! |  | #REF! | #REF! | #REF! | #REF! |  | #REF! | #REF! | #REF! | #REF! |  | #REF! | #REF! | #REF! | #REF! |  | #REF! | #REF! | #REF! | #REF! |  | #REF! | #REF! | #REF! | #REF! |  | #REF! | #REF! | #REF! | #REF! |  | #REF! | #REF! | #REF! | #REF! |  | #REF! | #REF! | #REF! | #REF! |  | #REF! | #REF! | #REF! | #REF! |  | #REF! | #REF! | #REF! | #REF! |  | #REF! | #REF! | #REF! | #REF! |  | #REF! | #REF! | #REF! | #REF! |  | #REF! | #REF! | #REF! | #REF! |  | #REF! | #REF! | #REF! | #REF! |  | #REF! | #REF! | #REF! | #REF! |  | #REF! | #REF! | #REF! | #REF! |  | #REF! | #REF! | #REF! | #REF! |  | #REF! | #REF! | #REF! | #REF! |  | #REF! | #REF! | #REF! | #REF! |  | #REF! | #REF! | #REF! | #REF! |  | #REF! | #REF! | #REF! | #REF! | #REF! | #REF! | #REF! | #REF! |  |  | Rebar | #REF! | #REF! | #REF!
[7 empty] | #REF! | #REF! | #REF! | #REF! |  | #REF! | #REF! | #REF! | #REF! |  | #REF! | #REF! | #REF! | #REF! |  | #REF! | #REF! | #REF! | #REF! |  | #REF! | #REF! | #REF! | #REF! |  | #REF! | #REF! | #REF! | #REF! |  | #REF! | #REF! | #REF! | #REF! |  | #REF! | #REF! | #REF! | #REF! |  | #REF! | #REF! | #REF! | #REF! |  | #REF! | #REF! | #REF! | #REF! |  | #REF! | #REF! | #REF! | #REF! |  | #REF! | #REF! | #REF! | #REF! |  | #REF! | #REF! | #REF! | #REF! |  | #REF! | #REF! | #REF! | #REF! |  | #REF! | #REF! | #REF! | #REF! |  | #REF! | #REF! | #REF! | #REF! |  | #REF! | #REF! | #REF! | #REF! |  | #REF! | #REF! | #REF! | #REF! |  | #REF! | #REF! | #REF! | #REF! |  | #REF! | #REF! | #REF! | #REF! |  | #REF! | #REF! | #REF! | #REF! |  | #REF! | #REF! | #REF! | #REF! |  | #REF! | #REF! | #REF! | #REF! |  | #REF! | #REF! | #REF! | #REF! | #REF! | #REF! | #REF! | #REF! |  |  | Rebar | #REF! | #REF! | #REF!
[7 empty] | #REF! | #REF! | #REF! | #REF! |  | #REF! | #REF! | #REF! | #REF! |  | #REF! | #REF! | #REF! | #REF! |  | #REF! | #REF! | #REF! | #REF! |  | #REF! | #REF! | #REF! | #REF! |  | #REF! | #REF! | #REF! | #REF! |  | #REF! | #REF! | #REF! | #REF! |  | #REF! | #REF! | #REF! | #REF! |  | #REF! | #REF! | #REF! | #REF! |  | #REF! | #REF! | #REF! | #REF! |  | #REF! | #REF! | #REF! | #REF! |  | #REF! | #REF! | #REF! | #REF! |  | #REF! | #REF! | #REF! | #REF! |  | #REF! | #REF! | #REF! | #REF! |  | #REF! | #REF! | #REF! | #REF! |  | #REF! | #REF! | #REF! | #REF! |  | #REF! | #REF! | #REF! | #REF! |  | #REF! | #REF! | #REF! | #REF! |  | #REF! | #REF! | #REF! | #REF! |  | #REF! | #REF! | #REF! | #REF! |  | #REF! | #REF! | #REF! | #REF! |  | #REF! | #REF! | #REF! | #REF! |  | #REF! | #REF! | #REF! | #REF! |  | #REF! | #REF! | #REF! | #REF! | #REF! | #REF! | #REF! | #REF! |  |  | Rebar | #REF! | #REF! | #REF!
[7 empty] | #REF! | #REF! | #REF! | #REF! |  | #REF! | #REF! | #REF! | #REF! |  | #REF! | #REF! | #REF! | #REF! |  | #REF! | #REF! | #REF! | #REF! |  | #REF! | #REF! | #REF! | #REF! |  | #REF! | #REF! | #REF! | #REF! |  | #REF! | #REF! | #REF! | #REF! |  | #REF! | #REF! | #REF! | #REF! |  | #REF! | #REF! | #REF! | #REF! |  | #REF! | #REF! | #REF! | #REF! |  | #REF! | #REF! | #REF! | #REF! |  | #REF! | #REF! | #REF! | #REF! |  | #REF! | #REF! | #REF! | #REF! |  | #REF! | #REF! | #REF! | #REF! |  | #REF! | #REF! | #REF! | #REF! |  | #REF! | #REF! | #REF! | #REF! |  | #REF! | #REF! | #REF! | #REF! |  | #REF! | #REF! | #REF! | #REF! |  | #REF! | #REF! | #REF! | #REF! |  | #REF! | #REF! | #REF! | #REF! |  | #REF! | #REF! | #REF! | #REF! |  | #REF! | #REF! | #REF! | #REF! |  | #REF! | #REF! | #REF! | #REF! |  | #REF! | #REF! | #REF! | #REF! | #REF! | #REF! | #REF! | #REF! |  |  | Rebar | #REF! | #REF! | #REF!
[7 empty] | #REF! | #REF! | #REF! | #REF! |  | #REF! | #REF! | #REF! | #REF! |  | #REF! | #REF! | #REF! | #REF! |  | #REF! | #REF! | #REF! | #REF! |  | #REF! | #REF! | #REF! | #REF! |  | #REF! | #REF! | #REF! | #REF! |  | #REF! | #REF! | #REF! | #REF! |  | #REF! | #REF! | #REF! | #REF! |  | #REF! | #REF! | #REF! | #REF! |  | #REF! | #REF! | #REF! | #REF! |  | #REF! | #REF! | #REF! | #REF! |  | #REF! | #REF! | #REF! | #REF! |  | #REF! | #REF! | #REF! | #REF! |  | #REF! | #REF! | #REF! | #REF! |  | #REF! | #REF! | #REF! | #REF! |  | #REF! | #REF! | #REF! | #REF! |  | #REF! | #REF! | #REF! | #REF! |  | #REF! | #REF! | #REF! | #REF! |  | #REF! | #REF! | #REF! | #REF! |  | #REF! | #REF! | #REF! | #REF! |  | #REF! | #REF! | #REF! | #REF! |  | #REF! | #REF! | #REF! | #REF! |  | #REF! | #REF! | #REF! | #REF! |  | #REF! | #REF! | #REF! | #REF! | #REF! | #REF! | #REF! | #REF! |  |  | Rebar | #REF! | #REF! | #REF!
[7 empty] | #REF! | #REF! | #REF! | #REF! |  | #REF! | #REF! | #REF! | #REF! |  | #REF! | #REF! | #REF! | #REF! |  | #REF! | #REF! | #REF! | #REF! |  | #REF! | #REF! | #REF! | #REF! |  | #REF! | #REF! | #REF! | #REF! |  | #REF! | #REF! | #REF! | #REF! |  | #REF! | #REF! | #REF! | #REF! |  | #REF! | #REF! | #REF! | #REF! |  | #REF! | #REF! | #REF! | #REF! |  | #REF! | #REF! | #REF! | #REF! |  | #REF! | #REF! | #REF! | #REF! |  | #REF! | #REF! | #REF! | #REF! |  | #REF! | #REF! | #REF! | #REF! |  | #REF! | #REF! | #REF! | #REF! |  | #REF! | #REF! | #REF! | #REF! |  | #REF! | #REF! | #REF! | #REF! |  | #REF! | #REF! | #REF! | #REF! |  | #REF! | #REF! | #REF! | #REF! |  | #REF! | #REF! | #REF! | #REF! |  | #REF! | #REF! | #REF! | #REF! |  | #REF! | #REF! | #REF! | #REF! |  | #REF! | #REF! | #REF! | #REF! |  | #REF! | #REF! | #REF! | #REF! | #REF! | #REF! | #REF! | #REF! |  |  | Site Clearance | #REF! | #REF! | #REF!
[7 empty] | #REF! | #REF! | #REF! | #REF! |  | #REF! | #REF! | #REF! | #REF! |  | #REF! | #REF! | #REF! | #REF! |  | #REF! | #REF! | #REF! | #REF! |  | #REF! | #REF! | #REF! | #REF! |  | #REF! | #REF! | #REF! | #REF! |  | #REF! | #REF! | #REF! | #REF! |  | #REF! | #REF! | #REF! | #REF! |  | #REF! | #REF! | #REF! | #REF! |  | #REF! | #REF! | #REF! | #REF! |  | #REF! | #REF! | #REF! | #REF! |  | #REF! | #REF! | #REF! | #REF! |  | #REF! | #REF! | #REF! | #REF! |  | #REF! | #REF! | #REF! | #REF! |  | #REF! | #REF! | #REF! | #REF! |  | #REF! | #REF! | #REF! | #REF! |  | #REF! | #REF! | #REF! | #REF! |  | #REF! | #REF! | #REF! | #REF! |  | #REF! | #REF! | #REF! | #REF! |  | #REF! | #REF! | #REF! | #REF! |  | #REF! | #REF! | #REF! | #REF! |  | #REF! | #REF! | #REF! | #REF! |  | #REF! | #REF! | #REF! | #REF! |  | #REF! | #REF! | #REF! | #REF! | #REF! | #REF! | #REF! | #REF!
[7 empty] | #REF! | #REF! | #REF! | #REF! |  | #REF! | #REF! | #REF! | #REF! |  | #REF! | #REF! | #REF! | #REF! |  | #REF! | #REF! | #REF! | #REF! |  | #REF! | #REF! | #REF! | #REF! |  | #REF! | #REF! | #REF! | #REF! |  | #REF! | #REF! | #REF! | #REF! |  | #REF! | #REF! | #REF! | #REF! |  | #REF! | #REF! | #REF! | #REF! |  | #REF! | #REF! | #REF! | #REF! |  | #REF! | #REF! | #REF! | #REF! |  | #REF! | #REF! | #REF! | #REF! |  | #REF! | #REF! | #REF! | #REF! |  | #REF! | #REF! | #REF! | #REF! |  | #REF! | #REF! | #REF! | #REF! |  | #REF! | #REF! | #REF! | #REF! |  | #REF! | #REF! | #REF! | #REF! |  | #REF! | #REF! | #REF! | #REF! |  | #REF! | #REF! | #REF! | #REF! |  | #REF! | #REF! | #REF! | #REF! |  | #REF! | #REF! | #REF! | #REF! |  | #REF! | #REF! | #REF! | #REF! |  | #REF! | #REF! | #REF! | #REF! |  | #REF! | #REF! | #REF! | #REF! | #REF! | #REF! | #REF! | #REF! |  |  | No Amendment | #REF! | #REF! | #REF!
[7 empty] | #REF! | #REF! | #REF! | #REF! |  | #REF! | #REF! | #REF! | #REF! |  | #REF! | #REF! | #REF! | #REF! |  | #REF! | #REF! | #REF! | #REF! |  | #REF! | #REF! | #REF! | #REF! |  | #REF! | #REF! | #REF! | #REF! |  | #REF! | #REF! | #REF! | #REF! |  | #REF! | #REF! | #REF! | #REF! |  | #REF! | #REF! | #REF! | #REF! |  | #REF! | #REF! | #REF! | #REF! |  | #REF! | #REF! | #REF! | #REF! |  | #REF! | #REF! | #REF! | #REF! |  | #REF! | #REF! | #REF! | #REF! |  | #REF! | #REF! | #REF! | #REF! |  | #REF! | #REF! | #REF! | #REF! |  | #REF! | #REF! | #REF! | #REF! |  | #REF! | #REF! | #REF! | #REF! |  | #REF! | #REF! | #REF! | #REF! |  | #REF! | #REF! | #REF! | #REF! |  | #REF! | #REF! | #REF! | #REF! |  | #REF! | #REF! | #REF! | #REF! |  | #REF! | #REF! | #REF! | #REF! |  | #REF! | #REF! | #REF! | #REF! |  | #REF! | #REF! | #REF! | #REF! | #REF! | #REF! | #REF! | #REF! |  |  | No Amendment | #REF! | #REF! | #REF!
[7 empty] | #REF! | #REF! | #REF! | #REF! |  | #REF! | #REF! | #REF! | #REF! |  | #REF! | #REF! | #REF! | #REF! |  | #REF! | #REF! | #REF! | #REF! |  | #REF! | #REF! | #REF! | #REF! |  | #REF! | #REF! | #REF! | #REF! |  | #REF! | #REF! | #REF! | #REF! |  | #REF! | #REF! | #REF! | #REF! |  | #REF! | #REF! | #REF! | #REF! |  | #REF! | #REF! | #REF! | #REF! |  | #REF! | #REF! | #REF! | #REF! |  | #REF! | #REF! | #REF! | #REF! |  | #REF! | #REF! | #REF! | #REF! |  | #REF! | #REF! | #REF! | #REF! |  | #REF! | #REF! | #REF! | #REF! |  | #REF! | #REF! | #REF! | #REF! |  | #REF! | #REF! | #REF! | #REF! |  | #REF! | #REF! | #REF! | #REF! |  | #REF! | #REF! | #REF! | #REF! |  | #REF! | #REF! | #REF! | #REF! |  | #REF! | #REF! | #REF! | #REF! |  | #REF! | #REF! | #REF! | #REF! |  | #REF! | #REF! | #REF! | #REF! |  | #REF! | #REF! | #REF! | #REF! | #REF! | #REF! | #REF! | #REF! |  |  | No Amendment | #REF! | #REF! | #REF!
[7 empty] | #REF! | #REF! | #REF! | #REF! |  | #REF! | #REF! | #REF! | #REF! |  | #REF! | #REF! | #REF! | #REF! |  | #REF! | #REF! | #REF! | #REF! |  | #REF! | #REF! | #REF! | #REF! |  | #REF! | #REF! | #REF! | #REF! |  | #REF! | #REF! | #REF! | #REF! |  | #REF! | #REF! | #REF! | #REF! |  | #REF! | #REF! | #REF! | #REF! |  | #REF! | #REF! | #REF! | #REF! |  | #REF! | #REF! | #REF! | #REF! |  | #REF! | #REF! | #REF! | #REF! |  | #REF! | #REF! | #REF! | #REF! |  | #REF! | #REF! | #REF! | #REF! |  | #REF! | #REF! | #REF! | #REF! |  | #REF! | #REF! | #REF! | #REF! |  | #REF! | #REF! | #REF! | #REF! |  | #REF! | #REF! | #REF! | #REF! |  | #REF! | #REF! | #REF! | #REF! |  | #REF! | #REF! | #REF! | #REF! |  | #REF! | #REF! | #REF! | #REF! |  | #REF! | #REF! | #REF! | #REF! |  | #REF! | #REF! | #REF! | #REF! |  | #REF! | #REF! | #REF! | #REF! | #REF! | #REF! | #REF! | #REF! |  |  | No Amendment | #REF! | #REF! | #REF!
[7 empty] | #REF! | #REF! | #REF! | #REF! |  | #REF! | #REF! | #REF! | #REF! |  | #REF! | #REF! | #REF! | #REF! |  | #REF! | #REF! | #REF! | #REF! |  | #REF! | #REF! | #REF! | #REF! |  | #REF! | #REF! | #REF! | #REF! |  | #REF! | #REF! | #REF! | #REF! |  | #REF! | #REF! | #REF! | #REF! |  | #REF! | #REF! | #REF! | #REF! |  | #REF! | #REF! | #REF! | #REF! |  | #REF! | #REF! | #REF! | #REF! |  | #REF! | #REF! | #REF! | #REF! |  | #REF! | #REF! | #REF! | #REF! |  | #REF! | #REF! | #REF! | #REF! |  | #REF! | #REF! | #REF! | #REF! |  | #REF! | #REF! | #REF! | #REF! |  | #REF! | #REF! | #REF! | #REF! |  | #REF! | #REF! | #REF! | #REF! |  | #REF! | #REF! | #REF! | #REF! |  | #REF! | #REF! | #REF! | #REF! |  | #REF! | #REF! | #REF! | #REF! |  | #REF! | #REF! | #REF! | #REF! |  | #REF! | #REF! | #REF! | #REF! |  | #REF! | #REF! | #REF! | #REF! | #REF! | #REF! | #REF! | #REF! |  |  | No Amendment | #REF! | #REF! | #REF!
[7 empty] | #REF! | #REF! | #REF! | #REF! |  | #REF! | #REF! | #REF! | #REF! |  | #REF! | #REF! | #REF! | #REF! |  | #REF! | #REF! | #REF! | #REF! |  | #REF! | #REF! | #REF! | #REF! |  | #REF! | #REF! | #REF! | #REF! |  | #REF! | #REF! | #REF! | #REF! |  | #REF! | #REF! | #REF! | #REF! |  | #REF! | #REF! | #REF! | #REF! |  | #REF! | #REF! | #REF! | #REF! |  | #REF! | #REF! | #REF! | #REF! |  | #REF! | #REF! | #REF! | #REF! |  | #REF! | #REF! | #REF! | #REF! |  | #REF! | #REF! | #REF! | #REF! |  | #REF! | #REF! | #REF! | #REF! |  | #REF! | #REF! | #REF! | #REF! |  | #REF! | #REF! | #REF! | #REF! |  | #REF! | #REF! | #REF! | #REF! |  | #REF! | #REF! | #REF! | #REF! |  | #REF! | #REF! | #REF! | #REF! |  | #REF! | #REF! | #REF! | #REF! |  | #REF! | #REF! | #REF! | #REF! |  | #REF! | #REF! | #REF! | #REF! |  | #REF! | #REF! | #REF! | #REF! | #REF! | #REF! | #REF! | #REF! |  |  | No Amendment | #REF! | #REF! | #REF!
[7 empty] | #REF! | #REF! | #REF! | #REF! |  | #REF! | #REF! | #REF! | #REF! |  | #REF! | #REF! | #REF! | #REF! |  | #REF! | #REF! | #REF! | #REF! |  | #REF! | #REF! | #REF! | #REF! |  | #REF! | #REF! | #REF! | #REF! |  | #REF! | #REF! | #REF! | #REF! |  | #REF! | #REF! | #REF! | #REF! |  | #REF! | #REF! | #REF! | #REF! |  | #REF! | #REF! | #REF! | #REF! |  | #REF! | #REF! | #REF! | #REF! |  | #REF! | #REF! | #REF! | #REF! |  | #REF! | #REF! | #REF! | #REF! |  | #REF! | #REF! | #REF! | #REF! |  | #REF! | #REF! | #REF! | #REF! |  | #REF! | #REF! | #REF! | #REF! |  | #REF! | #REF! | #REF! | #REF! |  | #REF! | #REF! | #REF! | #REF! |  | #REF! | #REF! | #REF! | #REF! |  | #REF! | #REF! | #REF! | #REF! |  | #REF! | #REF! | #REF! | #REF! |  | #REF! | #REF! | #REF! | #REF! |  | #REF! | #REF! | #REF! | #REF! |  | #REF! | #REF! | #REF! | #REF! | #REF! | #REF! | #REF! | #REF! |  |  | No Amendment | #REF! | #REF! | #REF!
[7 empty] | #REF! | #REF! | #REF! | #REF! |  | #REF! | #REF! | #REF! | #REF! |  | #REF! | #REF! | #REF! | #REF! |  | #REF! | #REF! | #REF! | #REF! |  | #REF! | #REF! | #REF! | #REF! |  | #REF! | #REF! | #REF! | #REF! |  | #REF! | #REF! | #REF! | #REF! |  | #REF! | #REF! | #REF! | #REF! |  | #REF! | #REF! | #REF! | #REF! |  | #REF! | #REF! | #REF! | #REF! |  | #REF! | #REF! | #REF! | #REF! |  | #REF! | #REF! | #REF! | #REF! |  | #REF! | #REF! | #REF! | #REF! |  | #REF! | #REF! | #REF! | #REF! |  | #REF! | #REF! | #REF! | #REF! |  | #REF! | #REF! | #REF! | #REF! |  | #REF! | #REF! | #REF! | #REF! |  | #REF! | #REF! | #REF! | #REF! |  | #REF! | #REF! | #REF! | #REF! |  | #REF! | #REF! | #REF! | #REF! |  | #REF! | #REF! | #REF! | #REF! |  | #REF! | #REF! | #REF! | #REF! |  | #REF! | #REF! | #REF! | #REF! |  | #REF! | #REF! | #REF! | #REF! | #REF! | #REF! | #REF! | #REF! |  |  | No Amendment | #REF! | #REF! | #REF!
[7 empty] | #REF! | #REF! | #REF! | #REF! |  | #REF! | #REF! | #REF! | #REF! |  | #REF! | #REF! | #REF! | #REF! |  | #REF! | #REF! | #REF! | #REF! |  | #REF! | #REF! | #REF! | #REF! |  | #REF! | #REF! | #REF! | #REF! |  | #REF! | #REF! | #REF! | #REF! |  | #REF! | #REF! | #REF! | #REF! |  | #REF! | #REF! | #REF! | #REF! |  | #REF! | #REF! | #REF! | #REF! |  | #REF! | #REF! | #REF! | #REF! |  | #REF! | #REF! | #REF! | #REF! |  | #REF! | #REF! | #REF! | #REF! |  | #REF! | #REF! | #REF! | #REF! |  | #REF! | #REF! | #REF! | #REF! |  | #REF! | #REF! | #REF! | #REF! |  | #REF! | #REF! | #REF! | #REF! |  | #REF! | #REF! | #REF! | #REF! |  | #REF! | #REF! | #REF! | #REF! |  | #REF! | #REF! | #REF! | #REF! |  | #REF! | #REF! | #REF! | #REF! |  | #REF! | #REF! | #REF! | #REF! |  | #REF! | #REF! | #REF! | #REF! |  | #REF! | #REF! | #REF! | #REF! | #REF! | #REF! | #REF! | #REF! |  |  | No Amendment | #REF! | #REF! | #REF!
[7 empty] | #REF! | #REF! | #REF! | #REF! |  | #REF! | #REF! | #REF! | #REF! |  | #REF! | #REF! | #REF! | #REF! |  | #REF! | #REF! | #REF! | #REF! |  | #REF! | #REF! | #REF! | #REF! |  | #REF! | #REF! | #REF! | #REF! |  | #REF! | #REF! | #REF! | #REF! |  | #REF! | #REF! | #REF! | #REF! |  | #REF! | #REF! | #REF! | #REF! |  | #REF! | #REF! | #REF! | #REF! |  | #REF! | #REF! | #REF! | #REF! |  | #REF! | #REF! | #REF! | #REF! |  | #REF! | #REF! | #REF! | #REF! |  | #REF! | #REF! | #REF! | #REF! |  | #REF! | #REF! | #REF! | #REF! |  | #REF! | #REF! | #REF! | #REF! |  | #REF! | #REF! | #REF! | #REF! |  | #REF! | #REF! | #REF! | #REF! |  | #REF! | #REF! | #REF! | #REF! |  | #REF! | #REF! | #REF! | #REF! |  | #REF! | #REF! | #REF! | #REF! |  | #REF! | #REF! | #REF! | #REF! |  | #REF! | #REF! | #REF! | #REF! |  | #REF! | #REF! | #REF! | #REF! | #REF! | #REF! | #REF! | #REF! |  |  | No Amendment | #REF! | #REF! | #REF!
[7 empty] | #REF! | #REF! | #REF! | #REF! |  | #REF! | #REF! | #REF! | #REF! |  | #REF! | #REF! | #REF! | #REF! |  | #REF! | #REF! | #REF! | #REF! |  | #REF! | #REF! | #REF! | #REF! |  | #REF! | #REF! | #REF! | #REF! |  | #REF! | #REF! | #REF! | #REF! |  | #REF! | #REF! | #REF! | #REF! |  | #REF! | #REF! | #REF! | #REF! |  | #REF! | #REF! | #REF! | #REF! |  | #REF! | #REF! | #REF! | #REF! |  | #REF! | #REF! | #REF! | #REF! |  | #REF! | #REF! | #REF! | #REF! |  | #REF! | #REF! | #REF! | #REF! |  | #REF! | #REF! | #REF! | #REF! |  | #REF! | #REF! | #REF! | #REF! |  | #REF! | #REF! | #REF! | #REF! |  | #REF! | #REF! | #REF! | #REF! |  | #REF! | #REF! | #REF! | #REF! |  | #REF! | #REF! | #REF! | #REF! |  | #REF! | #REF! | #REF! | #REF! |  | #REF! | #REF! | #REF! | #REF! |  | #REF! | #REF! | #REF! | #REF! |  | #REF! | #REF! | #REF! | #REF! | #REF! | #REF! | #REF! | #REF! |  |  | No Amendment | #REF! | #REF! | #REF!
[7 empty] | #REF! | #REF! | #REF! | #REF! |  | #REF! | #REF! | #REF! | #REF! |  | #REF! | #REF! | #REF! | #REF! |  | #REF! | #REF! | #REF! | #REF! |  | #REF! | #REF! | #REF! | #REF! |  | #REF! | #REF! | #REF! | #REF! |  | #REF! | #REF! | #REF! | #REF! |  | #REF! | #REF! | #REF! | #REF! |  | #REF! | #REF! | #REF! | #REF! |  | #REF! | #REF! | #REF! | #REF! |  | #REF! | #REF! | #REF! | #REF! |  | #REF! | #REF! | #REF! | #REF! |  | #REF! | #REF! | #REF! | #REF! |  | #REF! | #REF! | #REF! | #REF! |  | #REF! | #REF! | #REF! | #REF! |  | #REF! | #REF! | #REF! | #REF! |  | #REF! | #REF! | #REF! | #REF! |  | #REF! | #REF! | #REF! | #REF! |  | #REF! | #REF! | #REF! | #REF! |  | #REF! | #REF! | #REF! | #REF! |  | #REF! | #REF! | #REF! | #REF! |  | #REF! | #REF! | #REF! | #REF! |  | #REF! | #REF! | #REF! | #REF! |  | #REF! | #REF! | #REF! | #REF! | #REF! | #REF! | #REF! | #REF!
[7 empty] | #REF! | #REF! | #REF! | #REF! |  | #REF! | #REF! | #REF! | #REF! |  | #REF! | #REF! | #REF! | #REF! |  | #REF! | #REF! | #REF! | #REF! |  | #REF! | #REF! | #REF! | #REF! |  | #REF! | #REF! | #REF! | #REF! |  | #REF! | #REF! | #REF! | #REF! |  | #REF! | #REF! | #REF! | #REF! |  | #REF! | #REF! | #REF! | #REF! |  | #REF! | #REF! | #REF! | #REF! |  | #REF! | #REF! | #REF! | #REF! |  | #REF! | #REF! | #REF! | #REF! |  | #REF! | #REF! | #REF! | #REF! |  | #REF! | #REF! | #REF! | #REF! |  | #REF! | #REF! | #REF! | #REF! |  | #REF! | #REF! | #REF! | #REF! |  | #REF! | #REF! | #REF! | #REF! |  | #REF! | #REF! | #REF! | #REF! |  | #REF! | #REF! | #REF! | #REF! |  | #REF! | #REF! | #REF! | #REF! |  | #REF! | #REF! | #REF! | #REF! |  | #REF! | #REF! | #REF! | #REF! |  | #REF! | #REF! | #REF! | #REF! |  | #REF! | #REF! | #REF! | #REF! | #REF! | #REF! | #REF! | #REF! |  |  | No Amendment | #REF! | #REF! | #REF!
[7 empty] | #REF! | #REF! | #REF! | #REF! |  | #REF! | #REF! | #REF! | #REF! |  | #REF! | #REF! | #REF! | #REF! |  | #REF! | #REF! | #REF! | #REF! |  | #REF! | #REF! | #REF! | #REF! |  | #REF! | #REF! | #REF! | #REF! |  | #REF! | #REF! | #REF! | #REF! |  | #REF! | #REF! | #REF! | #REF! |  | #REF! | #REF! | #REF! | #REF! |  | #REF! | #REF! | #REF! | #REF! |  | #REF! | #REF! | #REF! | #REF! |  | #REF! | #REF! | #REF! | #REF! |  | #REF! | #REF! | #REF! | #REF! |  | #REF! | #REF! | #REF! | #REF! |  | #REF! | #REF! | #REF! | #REF! |  | #REF! | #REF! | #REF! | #REF! |  | #REF! | #REF! | #REF! | #REF! |  | #REF! | #REF! | #REF! | #REF! |  | #REF! | #REF! | #REF! | #REF! |  | #REF! | #REF! | #REF! | #REF! |  | #REF! | #REF! | #REF! | #REF! |  | #REF! | #REF! | #REF! | #REF! |  | #REF! | #REF! | #REF! | #REF! |  | #REF! | #REF! | #REF! | #REF! | #REF! | #REF! | #REF! | #REF! |  |  | No Amendment | #REF! | #REF! | #REF!
[7 empty] | #REF! | #REF! | #REF! | #REF! |  | #REF! | #REF! | #REF! | #REF! |  | #REF! | #REF! | #REF! | #REF! |  | #REF! | #REF! | #REF! | #REF! |  | #REF! | #REF! | #REF! | #REF! |  | #REF! | #REF! | #REF! | #REF! |  | #REF! | #REF! | #REF! | #REF! |  | #REF! | #REF! | #REF! | #REF! |  | #REF! | #REF! | #REF! | #REF! |  | #REF! | #REF! | #REF! | #REF! |  | #REF! | #REF! | #REF! | #REF! |  | #REF! | #REF! | #REF! | #REF! |  | #REF! | #REF! | #REF! | #REF! |  | #REF! | #REF! | #REF! | #REF! |  | #REF! | #REF! | #REF! | #REF! |  | #REF! | #REF! | #REF! | #REF! |  | #REF! | #REF! | #REF! | #REF! |  | #REF! | #REF! | #REF! | #REF! |  | #REF! | #REF! | #REF! | #REF! |  | #REF! | #REF! | #REF! | #REF! |  | #REF! | #REF! | #REF! | #REF! |  | #REF! | #REF! | #REF! | #REF! |  | #REF! | #REF! | #REF! | #REF! |  | #REF! | #REF! | #REF! | #REF! | #REF! | #REF! | #REF! | #REF! |  |  | No Amendment | #REF! | #REF! | #REF!
[7 empty] | #REF! | #REF! | #REF! | #REF! |  | #REF! | #REF! | #REF! | #REF! |  | #REF! | #REF! | #REF! | #REF! |  | #REF! | #REF! | #REF! | #REF! |  | #REF! | #REF! | #REF! | #REF! |  | #REF! | #REF! | #REF! | #REF! |  | #REF! | #REF! | #REF! | #REF! |  | #REF! | #REF! | #REF! | #REF! |  | #REF! | #REF! | #REF! | #REF! |  | #REF! | #REF! | #REF! | #REF! |  | #REF! | #REF! | #REF! | #REF! |  | #REF! | #REF! | #REF! | #REF! |  | #REF! | #REF! | #REF! | #REF! |  | #REF! | #REF! | #REF! | #REF! |  | #REF! | #REF! | #REF! | #REF! |  | #REF! | #REF! | #REF! | #REF! |  | #REF! | #REF! | #REF! | #REF! |  | #REF! | #REF! | #REF! | #REF! |  | #REF! | #REF! | #REF! | #REF! |  | #REF! | #REF! | #REF! | #REF! |  | #REF! | #REF! | #REF! | #REF! |  | #REF! | #REF! | #REF! | #REF! |  | #REF! | #REF! | #REF! | #REF! |  | #REF! | #REF! | #REF! | #REF! | #REF! | #REF! | #REF! | #REF! |  |  | No Amendment | #REF! | #REF! | #REF!
[7 empty] | #REF! | #REF! | #REF! | #REF! |  | #REF! | #REF! | #REF! | #REF! |  | #REF! | #REF! | #REF! | #REF! |  | #REF! | #REF! | #REF! | #REF! |  | #REF! | #REF! | #REF! | #REF! |  | #REF! | #REF! | #REF! | #REF! |  | #REF! | #REF! | #REF! | #REF! |  | #REF! | #REF! | #REF! | #REF! |  | #REF! | #REF! | #REF! | #REF! |  | #REF! | #REF! | #REF! | #REF! |  | #REF! | #REF! | #REF! | #REF! |  | #REF! | #REF! | #REF! | #REF! |  | #REF! | #REF! | #REF! | #REF! |  | #REF! | #REF! | #REF! | #REF! |  | #REF! | #REF! | #REF! | #REF! |  | #REF! | #REF! | #REF! | #REF! |  | #REF! | #REF! | #REF! | #REF! |  | #REF! | #REF! | #REF! | #REF! |  | #REF! | #REF! | #REF! | #REF! |  | #REF! | #REF! | #REF! | #REF! |  | #REF! | #REF! | #REF! | #REF! |  | #REF! | #REF! | #REF! | #REF! |  | #REF! | #REF! | #REF! | #REF! |  | #REF! | #REF! | #REF! | #REF! | #REF! | #REF! | #REF! | #REF! |  |  | No Amendment | #REF! | #REF! | #REF!
[7 empty] | #REF! | #REF! | #REF! | #REF! |  | #REF! | #REF! | #REF! | #REF! |  | #REF! | #REF! | #REF! | #REF! |  | #REF! | #REF! | #REF! | #REF! |  | #REF! | #REF! | #REF! | #REF! |  | #REF! | #REF! | #REF! | #REF! |  | #REF! | #REF! | #REF! | #REF! |  | #REF! | #REF! | #REF! | #REF! |  | #REF! | #REF! | #REF! | #REF! |  | #REF! | #REF! | #REF! | #REF! |  | #REF! | #REF! | #REF! | #REF! |  | #REF! | #REF! | #REF! | #REF! |  | #REF! | #REF! | #REF! | #REF! |  | #REF! | #REF! | #REF! | #REF! |  | #REF! | #REF! | #REF! | #REF! |  | #REF! | #REF! | #REF! | #REF! |  | #REF! | #REF! | #REF! | #REF! |  | #REF! | #REF! | #REF! | #REF! |  | #REF! | #REF! | #REF! | #REF! |  | #REF! | #REF! | #REF! | #REF! |  | #REF! | #REF! | #REF! | #REF! |  | #REF! | #REF! | #REF! | #REF! |  | #REF! | #REF! | #REF! | #REF! |  | #REF! | #REF! | #REF! | #REF! | #REF! | #REF! | #REF! | #REF! |  |  | No Amendment | #REF! | #REF! | #REF!
[7 empty] | #REF! | #REF! | #REF! | #REF! |  | #REF! | #REF! | #REF! | #REF! |  | #REF! | #REF! | #REF! | #REF! |  | #REF! | #REF! | #REF! | #REF! |  | #REF! | #REF! | #REF! | #REF! |  | #REF! | #REF! | #REF! | #REF! |  | #REF! | #REF! | #REF! | #REF! |  | #REF! | #REF! | #REF! | #REF! |  | #REF! | #REF! | #REF! | #REF! |  | #REF! | #REF! | #REF! | #REF! |  | #REF! | #REF! | #REF! | #REF! |  | #REF! | #REF! | #REF! | #REF! |  | #REF! | #REF! | #REF! | #REF! |  | #REF! | #REF! | #REF! | #REF! |  | #REF! | #REF! | #REF! | #REF! |  | #REF! | #REF! | #REF! | #REF! |  | #REF! | #REF! | #REF! | #REF! |  | #REF! | #REF! | #REF! | #REF! |  | #REF! | #REF! | #REF! | #REF! |  | #REF! | #REF! | #REF! | #REF! |  | #REF! | #REF! | #REF! | #REF! |  | #REF! | #REF! | #REF! | #REF! |  | #REF! | #REF! | #REF! | #REF! |  | #REF! | #REF! | #REF! | #REF! | #REF! | #REF! | #REF! | #REF! |  |  | No Amendment | #REF! | #REF! | #REF!
[7 empty] | #REF! | #REF! | #REF! | #REF! |  | #REF! | #REF! | #REF! | #REF! |  | #REF! | #REF! | #REF! | #REF! |  | #REF! | #REF! | #REF! | #REF! |  | #REF! | #REF! | #REF! | #REF! |  | #REF! | #REF! | #REF! | #REF! |  | #REF! | #REF! | #REF! | #REF! |  | #REF! | #REF! | #REF! | #REF! |  | #REF! | #REF! | #REF! | #REF! |  | #REF! | #REF! | #REF! | #REF! |  | #REF! | #REF! | #REF! | #REF! |  | #REF! | #REF! | #REF! | #REF! |  | #REF! | #REF! | #REF! | #REF! |  | #REF! | #REF! | #REF! | #REF! |  | #REF! | #REF! | #REF! | #REF! |  | #REF! | #REF! | #REF! | #REF! |  | #REF! | #REF! | #REF! | #REF! |  | #REF! | #REF! | #REF! | #REF! |  | #REF! | #REF! | #REF! | #REF! |  | #REF! | #REF! | #REF! | #REF! |  | #REF! | #REF! | #REF! | #REF! |  | #REF! | #REF! | #REF! | #REF! |  | #REF! | #REF! | #REF! | #REF! |  | #REF! | #REF! | #REF! | #REF! | #REF! | #REF! | #REF! | #REF! |  |  | No Amendment | #REF! | #REF! | #REF!
[7 empty] | #REF! | #REF! | #REF! | #REF! |  | #REF! | #REF! | #REF! | #REF! |  | #REF! | #REF! | #REF! | #REF! |  | #REF! | #REF! | #REF! | #REF! |  | #REF! | #REF! | #REF! | #REF! |  | #REF! | #REF! | #REF! | #REF! |  | #REF! | #REF! | #REF! | #REF! |  | #REF! | #REF! | #REF! | #REF! |  | #REF! | #REF! | #REF! | #REF! |  | #REF! | #REF! | #REF! | #REF! |  | #REF! | #REF! | #REF! | #REF! |  | #REF! | #REF! | #REF! | #REF! |  | #REF! | #REF! | #REF! | #REF! |  | #REF! | #REF! | #REF! | #REF! |  | #REF! | #REF! | #REF! | #REF! |  | #REF! | #REF! | #REF! | #REF! |  | #REF! | #REF! | #REF! | #REF! |  | #REF! | #REF! | #REF! | #REF! |  | #REF! | #REF! | #REF! | #REF! |  | #REF! | #REF! | #REF! | #REF! |  | #REF! | #REF! | #REF! | #REF! |  | #REF! | #REF! | #REF! | #REF! |  | #REF! | #REF! | #REF! | #REF! |  | #REF! | #REF! | #REF! | #REF! | #REF! | #REF! | #REF! | #REF!
[7 empty] | #REF! | #REF! | #REF! | #REF! |  | #REF! | #REF! | #REF! | #REF! |  | #REF! | #REF! | #REF! | #REF! |  | #REF! | #REF! | #REF! | #REF! |  | #REF! | #REF! | #REF! | #REF! |  | #REF! | #REF! | #REF! | #REF! |  | #REF! | #REF! | #REF! | #REF! |  | #REF! | #REF! | #REF! | #REF! |  | #REF! | #REF! | #REF! | #REF! |  | #REF! | #REF! | #REF! | #REF! |  | #REF! | #REF! | #REF! | #REF! |  | #REF! | #REF! | #REF! | #REF! |  | #REF! | #REF! | #REF! | #REF! |  | #REF! | #REF! | #REF! | #REF! |  | #REF! | #REF! | #REF! | #REF! |  | #REF! | #REF! | #REF! | #REF! |  | #REF! | #REF! | #REF! | #REF! |  | #REF! | #REF! | #REF! | #REF! |  | #REF! | #REF! | #REF! | #REF! |  | #REF! | #REF! | #REF! | #REF! |  | #REF! | #REF! | #REF! | #REF! |  | #REF! | #REF! | #REF! | #REF! |  | #REF! | #REF! | #REF! | #REF! |  | #REF! | #REF! | #REF! | #REF! | #REF! | #REF! | #REF! | #REF! |  |  | No Amendment | #REF! | #REF! | #REF!
[7 empty] | #REF! | #REF! | #REF! | #REF! |  | #REF! | #REF! | #REF! | #REF! |  | #REF! | #REF! | #REF! | #REF! |  | #REF! | #REF! | #REF! | #REF! |  | #REF! | #REF! | #REF! | #REF! |  | #REF! | #REF! | #REF! | #REF! |  | #REF! | #REF! | #REF! | #REF! |  | #REF! | #REF! | #REF! | #REF! |  | #REF! | #REF! | #REF! | #REF! |  | #REF! | #REF! | #REF! | #REF! |  | #REF! | #REF! | #REF! | #REF! |  | #REF! | #REF! | #REF! | #REF! |  | #REF! | #REF! | #REF! | #REF! |  | #REF! | #REF! | #REF! | #REF! |  | #REF! | #REF! | #REF! | #REF! |  | #REF! | #REF! | #REF! | #REF! |  | #REF! | #REF! | #REF! | #REF! |  | #REF! | #REF! | #REF! | #REF! |  | #REF! | #REF! | #REF! | #REF! |  | #REF! | #REF! | #REF! | #REF! |  | #REF! | #REF! | #REF! | #REF! |  | #REF! | #REF! | #REF! | #REF! |  | #REF! | #REF! | #REF! | #REF! |  | #REF! | #REF! | #REF! | #REF! | #REF! | #REF! | #REF! | #REF! |  |  | No Amendment | #REF! | #REF! | #REF!
[7 empty] | #REF! | #REF! | #REF! | #REF! |  | #REF! | #REF! | #REF! | #REF! |  | #REF! | #REF! | #REF! | #REF! |  | #REF! | #REF! | #REF! | #REF! |  | #REF! | #REF! | #REF! | #REF! |  | #REF! | #REF! | #REF! | #REF! |  | #REF! | #REF! | #REF! | #REF! |  | #REF! | #REF! | #REF! | #REF! |  | #REF! | #REF! | #REF! | #REF! |  | #REF! | #REF! | #REF! | #REF! |  | #REF! | #REF! | #REF! | #REF! |  | #REF! | #REF! | #REF! | #REF! |  | #REF! | #REF! | #REF! | #REF! |  | #REF! | #REF! | #REF! | #REF! |  | #REF! | #REF! | #REF! | #REF! |  | #REF! | #REF! | #REF! | #REF! |  | #REF! | #REF! | #REF! | #REF! |  | #REF! | #REF! | #REF! | #REF! |  | #REF! | #REF! | #REF! | #REF! |  | #REF! | #REF! | #REF! | #REF! |  | #REF! | #REF! | #REF! | #REF! |  | #REF! | #REF! | #REF! | #REF! |  | #REF! | #REF! | #REF! | #REF! |  | #REF! | #REF! | #REF! | #REF! | #REF! | #REF! | #REF! | #REF! |  |  | No Amendment | #REF! | #REF! | #REF!
[7 empty] | #REF! | #REF! | #REF! | #REF! |  | #REF! | #REF! | #REF! | #REF! |  | #REF! | #REF! | #REF! | #REF! |  | #REF! | #REF! | #REF! | #REF! |  | #REF! | #REF! | #REF! | #REF! |  | #REF! | #REF! | #REF! | #REF! |  | #REF! | #REF! | #REF! | #REF! |  | #REF! | #REF! | #REF! | #REF! |  | #REF! | #REF! | #REF! | #REF! |  | #REF! | #REF! | #REF! | #REF! |  | #REF! | #REF! | #REF! | #REF! |  | #REF! | #REF! | #REF! | #REF! |  | #REF! | #REF! | #REF! | #REF! |  | #REF! | #REF! | #REF! | #REF! |  | #REF! | #REF! | #REF! | #REF! |  | #REF! | #REF! | #REF! | #REF! |  | #REF! | #REF! | #REF! | #REF! |  | #REF! | #REF! | #REF! | #REF! |  | #REF! | #REF! | #REF! | #REF! |  | #REF! | #REF! | #REF! | #REF! |  | #REF! | #REF! | #REF! | #REF! |  | #REF! | #REF! | #REF! | #REF! |  | #REF! | #REF! | #REF! | #REF! |  | #REF! | #REF! | #REF! | #REF! | #REF! | #REF! | #REF! | #REF! |  |  | No Amendment | #REF! | #REF! | #REF!
[7 empty] | #REF! | #REF! | #REF! | #REF! |  | #REF! | #REF! | #REF! | #REF! |  | #REF! | #REF! | #REF! | #REF! |  | #REF! | #REF! | #REF! | #REF! |  | #REF! | #REF! | #REF! | #REF! |  | #REF! | #REF! | #REF! | #REF! |  | #REF! | #REF! | #REF! | #REF! |  | #REF! | #REF! | #REF! | #REF! |  | #REF! | #REF! | #REF! | #REF! |  | #REF! | #REF! | #REF! | #REF! |  | #REF! | #REF! | #REF! | #REF! |  | #REF! | #REF! | #REF! | #REF! |  | #REF! | #REF! | #REF! | #REF! |  | #REF! | #REF! | #REF! | #REF! |  | #REF! | #REF! | #REF! | #REF! |  | #REF! | #REF! | #REF! | #REF! |  | #REF! | #REF! | #REF! | #REF! |  | #REF! | #REF! | #REF! | #REF! |  | #REF! | #REF! | #REF! | #REF! |  | #REF! | #REF! | #REF! | #REF! |  | #REF! | #REF! | #REF! | #REF! |  | #REF! | #REF! | #REF! | #REF! |  | #REF! | #REF! | #REF! | #REF! |  | #REF! | #REF! | #REF! | #REF! | #REF! | #REF! | #REF! | #REF! |  |  | No Amendment | #REF! | #REF! | #REF!
[7 empty] | #REF! | #REF! | #REF! | #REF! |  | #REF! | #REF! | #REF! | #REF! |  | #REF! | #REF! | #REF! | #REF! |  | #REF! | #REF! | #REF! | #REF! |  | #REF! | #REF! | #REF! | #REF! |  | #REF! | #REF! | #REF! | #REF! |  | #REF! | #REF! | #REF! | #REF! |  | #REF! | #REF! | #REF! | #REF! |  | #REF! | #REF! | #REF! | #REF! |  | #REF! | #REF! | #REF! | #REF! |  | #REF! | #REF! | #REF! | #REF! |  | #REF! | #REF! | #REF! | #REF! |  | #REF! | #REF! | #REF! | #REF! |  | #REF! | #REF! | #REF! | #REF! |  | #REF! | #REF! | #REF! | #REF! |  | #REF! | #REF! | #REF! | #REF! |  | #REF! | #REF! | #REF! | #REF! |  | #REF! | #REF! | #REF! | #REF! |  | #REF! | #REF! | #REF! | #REF! |  | #REF! | #REF! | #REF! | #REF! |  | #REF! | #REF! | #REF! | #REF! |  | #REF! | #REF! | #REF! | #REF! |  | #REF! | #REF! | #REF! | #REF! |  | #REF! | #REF! | #REF! | #REF! | #REF! | #REF! | #REF! | #REF! |  |  | No Amendment | #REF! | #REF! | #REF!
[7 empty] | #REF! | #REF! | #REF! | #REF! |  | #REF! | #REF! | #REF! | #REF! |  | #REF! | #REF! | #REF! | #REF! |  | #REF! | #REF! | #REF! | #REF! |  | #REF! | #REF! | #REF! | #REF! |  | #REF! | #REF! | #REF! | #REF! |  | #REF! | #REF! | #REF! | #REF! |  | #REF! | #REF! | #REF! | #REF! |  | #REF! | #REF! | #REF! | #REF! |  | #REF! | #REF! | #REF! | #REF! |  | #REF! | #REF! | #REF! | #REF! |  | #REF! | #REF! | #REF! | #REF! |  | #REF! | #REF! | #REF! | #REF! |  | #REF! | #REF! | #REF! | #REF! |  | #REF! | #REF! | #REF! | #REF! |  | #REF! | #REF! | #REF! | #REF! |  | #REF! | #REF! | #REF! | #REF! |  | #REF! | #REF! | #REF! | #REF! |  | #REF! | #REF! | #REF! | #REF! |  | #REF! | #REF! | #REF! | #REF! |  | #REF! | #REF! | #REF! | #REF! |  | #REF! | #REF! | #REF! | #REF! |  | #REF! | #REF! | #REF! | #REF! |  | #REF! | #REF! | #REF! | #REF! | #REF! | #REF! | #REF! | #REF! |  |  | No Amendment | #REF! | #REF! | #REF!
[7 empty] | #REF! | #REF! | #REF! | #REF! |  | #REF! | #REF! | #REF! | #REF! |  | #REF! | #REF! | #REF! | #REF! |  | #REF! | #REF! | #REF! | #REF! |  | #REF! | #REF! | #REF! | #REF! |  | #REF! | #REF! | #REF! | #REF! |  | #REF! | #REF! | #REF! | #REF! |  | #REF! | #REF! | #REF! | #REF! |  | #REF! | #REF! | #REF! | #REF! |  | #REF! | #REF! | #REF! | #REF! |  | #REF! | #REF! | #REF! | #REF! |  | #REF! | #REF! | #REF! | #REF! |  | #REF! | #REF! | #REF! | #REF! |  | #REF! | #REF! | #REF! | #REF! |  | #REF! | #REF! | #REF! | #REF! |  | #REF! | #REF! | #REF! | #REF! |  | #REF! | #REF! | #REF! | #REF! |  | #REF! | #REF! | #REF! | #REF! |  | #REF! | #REF! | #REF! | #REF! |  | #REF! | #REF! | #REF! | #REF! |  | #REF! | #REF! | #REF! | #REF! |  | #REF! | #REF! | #REF! | #REF! |  | #REF! | #REF! | #REF! | #REF! |  | #REF! | #REF! | #REF! | #REF! | #REF! | #REF! | #REF! | #REF! |  |  | No Amendment | #REF! | #REF! | #REF!
[7 empty] | #REF! | #REF! | #REF! | #REF! |  | #REF! | #REF! | #REF! | #REF! |  | #REF! | #REF! | #REF! | #REF! |  | #REF! | #REF! | #REF! | #REF! |  | #REF! | #REF! | #REF! | #REF! |  | #REF! | #REF! | #REF! | #REF! |  | #REF! | #REF! | #REF! | #REF! |  | #REF! | #REF! | #REF! | #REF! |  | #REF! | #REF! | #REF! | #REF! |  | #REF! | #REF! | #REF! | #REF! |  | #REF! | #REF! | #REF! | #REF! |  | #REF! | #REF! | #REF! | #REF! |  | #REF! | #REF! | #REF! | #REF! |  | #REF! | #REF! | #REF! | #REF! |  | #REF! | #REF! | #REF! | #REF! |  | #REF! | #REF! | #REF! | #REF! |  | #REF! | #REF! | #REF! | #REF! |  | #REF! | #REF! | #REF! | #REF! |  | #REF! | #REF! | #REF! | #REF! |  | #REF! | #REF! | #REF! | #REF! |  | #REF! | #REF! | #REF! | #REF! |  | #REF! | #REF! | #REF! | #REF! |  | #REF! | #REF! | #REF! | #REF! |  | #REF! | #REF! | #REF! | #REF! | #REF! | #REF! | #REF! | #REF! |  |  | No Amendment | #REF! | #REF! | #REF!
[7 empty] | #REF! | #REF! | #REF! | #REF! |  | #REF! | #REF! | #REF! | #REF! |  | #REF! | #REF! | #REF! | #REF! |  | #REF! | #REF! | #REF! | #REF! |  | #REF! | #REF! | #REF! | #REF! |  | #REF! | #REF! | #REF! | #REF! |  | #REF! | #REF! | #REF! | #REF! |  | #REF! | #REF! | #REF! | #REF! |  | #REF! | #REF! | #REF! | #REF! |  | #REF! | #REF! | #REF! | #REF! |  | #REF! | #REF! | #REF! | #REF! |  | #REF! | #REF! | #REF! | #REF! |  | #REF! | #REF! | #REF! | #REF! |  | #REF! | #REF! | #REF! | #REF! |  | #REF! | #REF! | #REF! | #REF! |  | #REF! | #REF! | #REF! | #REF! |  | #REF! | #REF! | #REF! | #REF! |  | #REF! | #REF! | #REF! | #REF! |  | #REF! | #REF! | #REF! | #REF! |  | #REF! | #REF! | #REF! | #REF! |  | #REF! | #REF! | #REF! | #REF! |  | #REF! | #REF! | #REF! | #REF! |  | #REF! | #REF! | #REF! | #REF! |  | #REF! | #REF! | #REF! | #REF! | #REF! | #REF! | #REF! | #REF!
[7 empty] | #REF! | #REF! | #REF! | #REF! |  | #REF! | #REF! | #REF! | #REF! |  | #REF! | #REF! | #REF! | #REF! |  | #REF! | #REF! | #REF! | #REF! |  | #REF! | #REF! | #REF! | #REF! |  | #REF! | #REF! | #REF! | #REF! |  | #REF! | #REF! | #REF! | #REF! |  | #REF! | #REF! | #REF! | #REF! |  | #REF! | #REF! | #REF! | #REF! |  | #REF! | #REF! | #REF! | #REF! |  | #REF! | #REF! | #REF! | #REF! |  | #REF! | #REF! | #REF! | #REF! |  | #REF! | #REF! | #REF! | #REF! |  | #REF! | #REF! | #REF! | #REF! |  | #REF! | #REF! | #REF! | #REF! |  | #REF! | #REF! | #REF! | #REF! |  | #REF! | #REF! | #REF! | #REF! |  | #REF! | #REF! | #REF! | #REF! |  | #REF! | #REF! | #REF! | #REF! |  | #REF! | #REF! | #REF! | #REF! |  | #REF! | #REF! | #REF! | #REF! |  | #REF! | #REF! | #REF! | #REF! |  | #REF! | #REF! | #REF! | #REF! |  | #REF! | #REF! | #REF! | #REF! | #REF! | #REF! | #REF! | #REF! |  |  | No Amendment | #REF! | #REF! | #REF!
[7 empty] | #REF! | #REF! | #REF! | #REF! |  | #REF! | #REF! | #REF! | #REF! |  | #REF! | #REF! | #REF! | #REF! |  | #REF! | #REF! | #REF! | #REF! |  | #REF! | #REF! | #REF! | #REF! |  | #REF! | #REF! | #REF! | #REF! |  | #REF! | #REF! | #REF! | #REF! |  | #REF! | #REF! | #REF! | #REF! |  | #REF! | #REF! | #REF! | #REF! |  | #REF! | #REF! | #REF! | #REF! |  | #REF! | #REF! | #REF! | #REF! |  | #REF! | #REF! | #REF! | #REF! |  | #REF! | #REF! | #REF! | #REF! |  | #REF! | #REF! | #REF! | #REF! |  | #REF! | #REF! | #REF! | #REF! |  | #REF! | #REF! | #REF! | #REF! |  | #REF! | #REF! | #REF! | #REF! |  | #REF! | #REF! | #REF! | #REF! |  | #REF! | #REF! | #REF! | #REF! |  | #REF! | #REF! | #REF! | #REF! |  | #REF! | #REF! | #REF! | #REF! |  | #REF! | #REF! | #REF! | #REF! |  | #REF! | #REF! | #REF! | #REF! |  | #REF! | #REF! | #REF! | #REF! | #REF! | #REF! | #REF! | #REF! |  |  | No Amendment | #REF! | #REF! | #REF!
[7 empty] | #REF! | #REF! | #REF! | #REF! |  | #REF! | #REF! | #REF! | #REF! |  | #REF! | #REF! | #REF! | #REF! |  | #REF! | #REF! | #REF! | #REF! |  | #REF! | #REF! | #REF! | #REF! |  | #REF! | #REF! | #REF! | #REF! |  | #REF! | #REF! | #REF! | #REF! |  | #REF! | #REF! | #REF! | #REF! |  | #REF! | #REF! | #REF! | #REF! |  | #REF! | #REF! | #REF! | #REF! |  | #REF! | #REF! | #REF! | #REF! |  | #REF! | #REF! | #REF! | #REF! |  | #REF! | #REF! | #REF! | #REF! |  | #REF! | #REF! | #REF! | #REF! |  | #REF! | #REF! | #REF! | #REF! |  | #REF! | #REF! | #REF! | #REF! |  | #REF! | #REF! | #REF! | #REF! |  | #REF! | #REF! | #REF! | #REF! |  | #REF! | #REF! | #REF! | #REF! |  | #REF! | #REF! | #REF! | #REF! |  | #REF! | #REF! | #REF! | #REF! |  | #REF! | #REF! | #REF! | #REF! |  | #REF! | #REF! | #REF! | #REF! |  | #REF! | #REF! | #REF! | #REF! | #REF! | #REF! | #REF! | #REF! |  |  | No Amendment | #REF! | #REF! | #REF!
[7 empty] | #REF! | #REF! | #REF! | #REF! |  | #REF! | #REF! | #REF! | #REF! |  | #REF! | #REF! | #REF! | #REF! |  | #REF! | #REF! | #REF! | #REF! |  | #REF! | #REF! | #REF! | #REF! |  | #REF! | #REF! | #REF! | #REF! |  | #REF! | #REF! | #REF! | #REF! |  | #REF! | #REF! | #REF! | #REF! |  | #REF! | #REF! | #REF! | #REF! |  | #REF! | #REF! | #REF! | #REF! |  | #REF! | #REF! | #REF! | #REF! |  | #REF! | #REF! | #REF! | #REF! |  | #REF! | #REF! | #REF! | #REF! |  | #REF! | #REF! | #REF! | #REF! |  | #REF! | #REF! | #REF! | #REF! |  | #REF! | #REF! | #REF! | #REF! |  | #REF! | #REF! | #REF! | #REF! |  | #REF! | #REF! | #REF! | #REF! |  | #REF! | #REF! | #REF! | #REF! |  | #REF! | #REF! | #REF! | #REF! |  | #REF! | #REF! | #REF! | #REF! |  | #REF! | #REF! | #REF! | #REF! |  | #REF! | #REF! | #REF! | #REF! |  | #REF! | #REF! | #REF! | #REF! | #REF! | #REF! | #REF! | #REF! |  |  | No Amendment | #REF! | #REF! | #REF!
[7 empty] | #REF! | #REF! | #REF! | #REF! |  | #REF! | #REF! | #REF! | #REF! |  | #REF! | #REF! | #REF! | #REF! |  | #REF! | #REF! | #REF! | #REF! |  | #REF! | #REF! | #REF! | #REF! |  | #REF! | #REF! | #REF! | #REF! |  | #REF! | #REF! | #REF! | #REF! |  | #REF! | #REF! | #REF! | #REF! |  | #REF! | #REF! | #REF! | #REF! |  | #REF! | #REF! | #REF! | #REF! |  | #REF! | #REF! | #REF! | #REF! |  | #REF! | #REF! | #REF! | #REF! |  | #REF! | #REF! | #REF! | #REF! |  | #REF! | #REF! | #REF! | #REF! |  | #REF! | #REF! | #REF! | #REF! |  | #REF! | #REF! | #REF! | #REF! |  | #REF! | #REF! | #REF! | #REF! |  | #REF! | #REF! | #REF! | #REF! |  | #REF! | #REF! | #REF! | #REF! |  | #REF! | #REF! | #REF! | #REF! |  | #REF! | #REF! | #REF! | #REF! |  | #REF! | #REF! | #REF! | #REF! |  | #REF! | #REF! | #REF! | #REF! |  | #REF! | #REF! | #REF! | #REF! | #REF! | #REF! | #REF! | #REF! |  |  | No Amendment | #REF! | #REF! | #REF!
[7 empty] | #REF! | #REF! | #REF! | #REF! |  | #REF! | #REF! | #REF! | #REF! |  | #REF! | #REF! | #REF! | #REF! |  | #REF! | #REF! | #REF! | #REF! |  | #REF! | #REF! | #REF! | #REF! |  | #REF! | #REF! | #REF! | #REF! |  | #REF! | #REF! | #REF! | #REF! |  | #REF! | #REF! | #REF! | #REF! |  | #REF! | #REF! | #REF! | #REF! |  | #REF! | #REF! | #REF! | #REF! |  | #REF! | #REF! | #REF! | #REF! |  | #REF! | #REF! | #REF! | #REF! |  | #REF! | #REF! | #REF! | #REF! |  | #REF! | #REF! | #REF! | #REF! |  | #REF! | #REF! | #REF! | #REF! |  | #REF! | #REF! | #REF! | #REF! |  | #REF! | #REF! | #REF! | #REF! |  | #REF! | #REF! | #REF! | #REF! |  | #REF! | #REF! | #REF! | #REF! |  | #REF! | #REF! | #REF! | #REF! |  | #REF! | #REF! | #REF! | #REF! |  | #REF! | #REF! | #REF! | #REF! |  | #REF! | #REF! | #REF! | #REF! |  | #REF! | #REF! | #REF! | #REF! | #REF! | #REF! | #REF! | #REF! |  |  | No Amendment | #REF! | #REF! | #REF!
[7 empty] | #REF! | #REF! | #REF! | #REF! |  | #REF! | #REF! | #REF! | #REF! |  | #REF! | #REF! | #REF! | #REF! |  | #REF! | #REF! | #REF! | #REF! |  | #REF! | #REF! | #REF! | #REF! |  | #REF! | #REF! | #REF! | #REF! |  | #REF! | #REF! | #REF! | #REF! |  | #REF! | #REF! | #REF! | #REF! |  | #REF! | #REF! | #REF! | #REF! |  | #REF! | #REF! | #REF! | #REF! |  | #REF! | #REF! | #REF! | #REF! |  | #REF! | #REF! | #REF! | #REF! |  | #REF! | #REF! | #REF! | #REF! |  | #REF! | #REF! | #REF! | #REF! |  | #REF! | #REF! | #REF! | #REF! |  | #REF! | #REF! | #REF! | #REF! |  | #REF! | #REF! | #REF! | #REF! |  | #REF! | #REF! | #REF! | #REF! |  | #REF! | #REF! | #REF! | #REF! |  | #REF! | #REF! | #REF! | #REF! |  | #REF! | #REF! | #REF! | #REF! |  | #REF! | #REF! | #REF! | #REF! |  | #REF! | #REF! | #REF! | #REF! |  | #REF! | #REF! | #REF! | #REF! | #REF! | #REF! | #REF! | #REF! |  |  | No Amendment | #REF! | #REF! | #REF!
[7 empty] | #REF! | #REF! | #REF! | #REF! |  | #REF! | #REF! | #REF! | #REF! |  | #REF! | #REF! | #REF! | #REF! |  | #REF! | #REF! | #REF! | #REF! |  | #REF! | #REF! | #REF! | #REF! |  | #REF! | #REF! | #REF! | #REF! |  | #REF! | #REF! | #REF! | #REF! |  | #REF! | #REF! | #REF! | #REF! |  | #REF! | #REF! | #REF! | #REF! |  | #REF! | #REF! | #REF! | #REF! |  | #REF! | #REF! | #REF! | #REF! |  | #REF! | #REF! | #REF! | #REF! |  | #REF! | #REF! | #REF! | #REF! |  | #REF! | #REF! | #REF! | #REF! |  | #REF! | #REF! | #REF! | #REF! |  | #REF! | #REF! | #REF! | #REF! |  | #REF! | #REF! | #REF! | #REF! |  | #REF! | #REF! | #REF! | #REF! |  | #REF! | #REF! | #REF! | #REF! |  | #REF! | #REF! | #REF! | #REF! |  | #REF! | #REF! | #REF! | #REF! |  | #REF! | #REF! | #REF! | #REF! |  | #REF! | #REF! | #REF! | #REF! |  | #REF! | #REF! | #REF! | #REF! | #REF! | #REF! | #REF! | #REF! |  |  | No Amendment | #REF! | #REF! | #REF!
[7 empty] | #REF! | #REF! | #REF! | #REF! |  | #REF! | #REF! | #REF! | #REF! |  | #REF! | #REF! | #REF! | #REF! |  | #REF! | #REF! | #REF! | #REF! |  | #REF! | #REF! | #REF! | #REF! |  | #REF! | #REF! | #REF! | #REF! |  | #REF! | #REF! | #REF! | #REF! |  | #REF! | #REF! | #REF! | #REF! |  | #REF! | #REF! | #REF! | #REF! |  | #REF! | #REF! | #REF! | #REF! |  | #REF! | #REF! | #REF! | #REF! |  | #REF! | #REF! | #REF! | #REF! |  | #REF! | #REF! | #REF! | #REF! |  | #REF! | #REF! | #REF! | #REF! |  | #REF! | #REF! | #REF! | #REF! |  | #REF! | #REF! | #REF! | #REF! |  | #REF! | #REF! | #REF! | #REF! |  | #REF! | #REF! | #REF! | #REF! |  | #REF! | #REF! | #REF! | #REF! |  | #REF! | #REF! | #REF! | #REF! |  | #REF! | #REF! | #REF! | #REF! |  | #REF! | #REF! | #REF! | #REF! |  | #REF! | #REF! | #REF! | #REF! |  | #REF! | #REF! | #REF! | #REF! | #REF! | #REF! | #REF! | #REF! |  |  | No Amendment | #REF! | #REF! | #REF!
[7 empty] | #REF! | #REF! | #REF! | #REF! |  | #REF! | #REF! | #REF! | #REF! |  | #REF! | #REF! | #REF! | #REF! |  | #REF! | #REF! | #REF! | #REF! |  | #REF! | #REF! | #REF! | #REF! |  | #REF! | #REF! | #REF! | #REF! |  | #REF! | #REF! | #REF! | #REF! |  | #REF! | #REF! | #REF! | #REF! |  | #REF! | #REF! | #REF! | #REF! |  | #REF! | #REF! | #REF! | #REF! |  | #REF! | #REF! | #REF! | #REF! |  | #REF! | #REF! | #REF! | #REF! |  | #REF! | #REF! | #REF! | #REF! |  | #REF! | #REF! | #REF! | #REF! |  | #REF! | #REF! | #REF! | #REF! |  | #REF! | #REF! | #REF! | #REF! |  | #REF! | #REF! | #REF! | #REF! |  | #REF! | #REF! | #REF! | #REF! |  | #REF! | #REF! | #REF! | #REF! |  | #REF! | #REF! | #REF! | #REF! |  | #REF! | #REF! | #REF! | #REF! |  | #REF! | #REF! | #REF! | #REF! |  | #REF! | #REF! | #REF! | #REF! |  | #REF! | #REF! | #REF! | #REF! | #REF! | #REF! | #REF! | #REF! |  |  | No Amendment | #REF! | #REF! | #REF!
[7 empty] | #REF! | #REF! | #REF! | #REF! |  | #REF! | #REF! | #REF! | #REF! |  | #REF! | #REF! | #REF! | #REF! |  | #REF! | #REF! | #REF! | #REF! |  | #REF! | #REF! | #REF! | #REF! |  | #REF! | #REF! | #REF! | #REF! |  | #REF! | #REF! | #REF! | #REF! |  | #REF! | #REF! | #REF! | #REF! |  | #REF! | #REF! | #REF! | #REF! |  | #REF! | #REF! | #REF! | #REF! |  | #REF! | #REF! | #REF! | #REF! |  | #REF! | #REF! | #REF! | #REF! |  | #REF! | #REF! | #REF! | #REF! |  | #REF! | #REF! | #REF! | #REF! |  | #REF! | #REF! | #REF! | #REF! |  | #REF! | #REF! | #REF! | #REF! |  | #REF! | #REF! | #REF! | #REF! |  | #REF! | #REF! | #REF! | #REF! |  | #REF! | #REF! | #REF! | #REF! |  | #REF! | #REF! | #REF! | #REF! |  | #REF! | #REF! | #REF! | #REF! |  | #REF! | #REF! | #REF! | #REF! |  | #REF! | #REF! | #REF! | #REF! |  | #REF! | #REF! | #REF! | #REF! | #REF! | #REF! | #REF! | #REF! |  |  | No Amendment | #REF! | #REF! | #REF!
[7 empty] | #REF! | #REF! | #REF! | #REF! |  | #REF! | #REF! | #REF! | #REF! |  | #REF! | #REF! | #REF! | #REF! |  | #REF! | #REF! | #REF! | #REF! |  | #REF! | #REF! | #REF! | #REF! |  | #REF! | #REF! | #REF! | #REF! |  | #REF! | #REF! | #REF! | #REF! |  | #REF! | #REF! | #REF! | #REF! |  | #REF! | #REF! | #REF! | #REF! |  | #REF! | #REF! | #REF! | #REF! |  | #REF! | #REF! | #REF! | #REF! |  | #REF! | #REF! | #REF! | #REF! |  | #REF! | #REF! | #REF! | #REF! |  | #REF! | #REF! | #REF! | #REF! |  | #REF! | #REF! | #REF! | #REF! |  | #REF! | #REF! | #REF! | #REF! |  | #REF! | #REF! | #REF! | #REF! |  | #REF! | #REF! | #REF! | #REF! |  | #REF! | #REF! | #REF! | #REF! |  | #REF! | #REF! | #REF! | #REF! |  | #REF! | #REF! | #REF! | #REF! |  | #REF! | #REF! | #REF! | #REF! |  | #REF! | #REF! | #REF! | #REF! |  | #REF! | #REF! | #REF! | #REF! | #REF! | #REF! | #REF! | #REF! |  |  | No Amendment | #REF! | #REF! | #REF!
[7 empty] | #REF! | #REF! | #REF! | #REF! |  | #REF! | #REF! | #REF! | #REF! |  | #REF! | #REF! | #REF! | #REF! |  | #REF! | #REF! | #REF! | #REF! |  | #REF! | #REF! | #REF! | #REF! |  | #REF! | #REF! | #REF! | #REF! |  | #REF! | #REF! | #REF! | #REF! |  | #REF! | #REF! | #REF! | #REF! |  | #REF! | #REF! | #REF! | #REF! |  | #REF! | #REF! | #REF! | #REF! |  | #REF! | #REF! | #REF! | #REF! |  | #REF! | #REF! | #REF! | #REF! |  | #REF! | #REF! | #REF! | #REF! |  | #REF! | #REF! | #REF! | #REF! |  | #REF! | #REF! | #REF! | #REF! |  | #REF! | #REF! | #REF! | #REF! |  | #REF! | #REF! | #REF! | #REF! |  | #REF! | #REF! | #REF! | #REF! |  | #REF! | #REF! | #REF! | #REF! |  | #REF! | #REF! | #REF! | #REF! |  | #REF! | #REF! | #REF! | #REF! |  | #REF! | #REF! | #REF! | #REF! |  | #REF! | #REF! | #REF! | #REF! |  | #REF! | #REF! | #REF! | #REF! | #REF! | #REF! | #REF! | #REF! |  |  | No Amendment | #REF! | #REF! | #REF!
[7 empty] | #REF! | #REF! | #REF! | #REF! |  | #REF! | #REF! | #REF! | #REF! |  | #REF! | #REF! | #REF! | #REF! |  | #REF! | #REF! | #REF! | #REF! |  | #REF! | #REF! | #REF! | #REF! |  | #REF! | #REF! | #REF! | #REF! |  | #REF! | #REF! | #REF! | #REF! |  | #REF! | #REF! | #REF! | #REF! |  | #REF! | #REF! | #REF! | #REF! |  | #REF! | #REF! | #REF! | #REF! |  | #REF! | #REF! | #REF! | #REF! |  | #REF! | #REF! | #REF! | #REF! |  | #REF! | #REF! | #REF! | #REF! |  | #REF! | #REF! | #REF! | #REF! |  | #REF! | #REF! | #REF! | #REF! |  | #REF! | #REF! | #REF! | #REF! |  | #REF! | #REF! | #REF! | #REF! |  | #REF! | #REF! | #REF! | #REF! |  | #REF! | #REF! | #REF! | #REF! |  | #REF! | #REF! | #REF! | #REF! |  | #REF! | #REF! | #REF! | #REF! |  | #REF! | #REF! | #REF! | #REF! |  | #REF! | #REF! | #REF! | #REF! |  | #REF! | #REF! | #REF! | #REF! | #REF! | #REF! | #REF! | #REF!
[7 empty] | #REF! | #REF! | #REF! | #REF! |  | #REF! | #REF! | #REF! | #REF! |  | #REF! | #REF! | #REF! | #REF! |  | #REF! | #REF! | #REF! | #REF! |  | #REF! | #REF! | #REF! | #REF! |  | #REF! | #REF! | #REF! | #REF! |  | #REF! | #REF! | #REF! | #REF! |  | #REF! | #REF! | #REF! | #REF! |  | #REF! | #REF! | #REF! | #REF! |  | #REF! | #REF! | #REF! | #REF! |  | #REF! | #REF! | #REF! | #REF! |  | #REF! | #REF! | #REF! | #REF! |  | #REF! | #REF! | #REF! | #REF! |  | #REF! | #REF! | #REF! | #REF! |  | #REF! | #REF! | #REF! | #REF! |  | #REF! | #REF! | #REF! | #REF! |  | #REF! | #REF! | #REF! | #REF! |  | #REF! | #REF! | #REF! | #REF! |  | #REF! | #REF! | #REF! | #REF! |  | #REF! | #REF! | #REF! | #REF! |  | #REF! | #REF! | #REF! | #REF! |  | #REF! | #REF! | #REF! | #REF! |  | #REF! | #REF! | #REF! | #REF! |  | #REF! | #REF! | #REF! | #REF! | #REF! | #REF! | #REF! | #REF! |  |  | No Amendment | #REF! | #REF! | #REF!
[7 empty] | #REF! | #REF! | #REF! | #REF! |  | #REF! | #REF! | #REF! | #REF! |  | #REF! | #REF! | #REF! | #REF! |  | #REF! | #REF! | #REF! | #REF! |  | #REF! | #REF! | #REF! | #REF! |  | #REF! | #REF! | #REF! | #REF! |  | #REF! | #REF! | #REF! | #REF! |  | #REF! | #REF! | #REF! | #REF! |  | #REF! | #REF! | #REF! | #REF! |  | #REF! | #REF! | #REF! | #REF! |  | #REF! | #REF! | #REF! | #REF! |  | #REF! | #REF! | #REF! | #REF! |  | #REF! | #REF! | #REF! | #REF! |  | #REF! | #REF! | #REF! | #REF! |  | #REF! | #REF! | #REF! | #REF! |  | #REF! | #REF! | #REF! | #REF! |  | #REF! | #REF! | #REF! | #REF! |  | #REF! | #REF! | #REF! | #REF! |  | #REF! | #REF! | #REF! | #REF! |  | #REF! | #REF! | #REF! | #REF! |  | #REF! | #REF! | #REF! | #REF! |  | #REF! | #REF! | #REF! | #REF! |  | #REF! | #REF! | #REF! | #REF! |  | #REF! | #REF! | #REF! | #REF! | #REF! | #REF! | #REF! | #REF! |  |  | No Amendment | #REF! | #REF! | #REF!
[7 empty] | #REF! | #REF! | #REF! | #REF! |  | #REF! | #REF! | #REF! | #REF! |  | #REF! | #REF! | #REF! | #REF! |  | #REF! | #REF! | #REF! | #REF! |  | #REF! | #REF! | #REF! | #REF! |  | #REF! | #REF! | #REF! | #REF! |  | #REF! | #REF! | #REF! | #REF! |  | #REF! | #REF! | #REF! | #REF! |  | #REF! | #REF! | #REF! | #REF! |  | #REF! | #REF! | #REF! | #REF! |  | #REF! | #REF! | #REF! | #REF! |  | #REF! | #REF! | #REF! | #REF! |  | #REF! | #REF! | #REF! | #REF! |  | #REF! | #REF! | #REF! | #REF! |  | #REF! | #REF! | #REF! | #REF! |  | #REF! | #REF! | #REF! | #REF! |  | #REF! | #REF! | #REF! | #REF! |  | #REF! | #REF! | #REF! | #REF! |  | #REF! | #REF! | #REF! | #REF! |  | #REF! | #REF! | #REF! | #REF! |  | #REF! | #REF! | #REF! | #REF! |  | #REF! | #REF! | #REF! | #REF! |  | #REF! | #REF! | #REF! | #REF! |  | #REF! | #REF! | #REF! | #REF! | #REF! | #REF! | #REF! | #REF! |  |  | No Amendment | #REF! | #REF! | #REF!
[7 empty] | #REF! | #REF! | #REF! | #REF! |  | #REF! | #REF! | #REF! | #REF! |  | #REF! | #REF! | #REF! | #REF! |  | #REF! | #REF! | #REF! | #REF! |  | #REF! | #REF! | #REF! | #REF! |  | #REF! | #REF! | #REF! | #REF! |  | #REF! | #REF! | #REF! | #REF! |  | #REF! | #REF! | #REF! | #REF! |  | #REF! | #REF! | #REF! | #REF! |  | #REF! | #REF! | #REF! | #REF! |  | #REF! | #REF! | #REF! | #REF! |  | #REF! | #REF! | #REF! | #REF! |  | #REF! | #REF! | #REF! | #REF! |  | #REF! | #REF! | #REF! | #REF! |  | #REF! | #REF! | #REF! | #REF! |  | #REF! | #REF! | #REF! | #REF! |  | #REF! | #REF! | #REF! | #REF! |  | #REF! | #REF! | #REF! | #REF! |  | #REF! | #REF! | #REF! | #REF! |  | #REF! | #REF! | #REF! | #REF! |  | #REF! | #REF! | #REF! | #REF! |  | #REF! | #REF! | #REF! | #REF! |  | #REF! | #REF! | #REF! | #REF! |  | #REF! | #REF! | #REF! | #REF! | #REF! | #REF! | #REF! | #REF! |  |  | No Amendment | #REF! | #REF! | #REF!
[7 empty] | #REF! | #REF! | #REF! | #REF! |  | #REF! | #REF! | #REF! | #REF! |  | #REF! | #REF! | #REF! | #REF! |  | #REF! | #REF! | #REF! | #REF! |  | #REF! | #REF! | #REF! | #REF! |  | #REF! | #REF! | #REF! | #REF! |  | #REF! | #REF! | #REF! | #REF! |  | #REF! | #REF! | #REF! | #REF! |  | #REF! | #REF! | #REF! | #REF! |  | #REF! | #REF! | #REF! | #REF! |  | #REF! | #REF! | #REF! | #REF! |  | #REF! | #REF! | #REF! | #REF! |  | #REF! | #REF! | #REF! | #REF! |  | #REF! | #REF! | #REF! | #REF! |  | #REF! | #REF! | #REF! | #REF! |  | #REF! | #REF! | #REF! | #REF! |  | #REF! | #REF! | #REF! | #REF! |  | #REF! | #REF! | #REF! | #REF! |  | #REF! | #REF! | #REF! | #REF! |  | #REF! | #REF! | #REF! | #REF! |  | #REF! | #REF! | #REF! | #REF! |  | #REF! | #REF! | #REF! | #REF! |  | #REF! | #REF! | #REF! | #REF! |  | #REF! | #REF! | #REF! | #REF! | #REF! | #REF! | #REF! | #REF! |  |  | No Amendment | #REF! | #REF! | #REF!
[7 empty] | #REF! | #REF! | #REF! | #REF! |  | #REF! | #REF! | #REF! | #REF! |  | #REF! | #REF! | #REF! | #REF! |  | #REF! | #REF! | #REF! | #REF! |  | #REF! | #REF! | #REF! | #REF! |  | #REF! | #REF! | #REF! | #REF! |  | #REF! | #REF! | #REF! | #REF! |  | #REF! | #REF! | #REF! | #REF! |  | #REF! | #REF! | #REF! | #REF! |  | #REF! | #REF! | #REF! | #REF! |  | #REF! | #REF! | #REF! | #REF! |  | #REF! | #REF! | #REF! | #REF! |  | #REF! | #REF! | #REF! | #REF! |  | #REF! | #REF! | #REF! | #REF! |  | #REF! | #REF! | #REF! | #REF! |  | #REF! | #REF! | #REF! | #REF! |  | #REF! | #REF! | #REF! | #REF! |  | #REF! | #REF! | #REF! | #REF! |  | #REF! | #REF! | #REF! | #REF! |  | #REF! | #REF! | #REF! | #REF! |  | #REF! | #REF! | #REF! | #REF! |  | #REF! | #REF! | #REF! | #REF! |  | #REF! | #REF! | #REF! | #REF! |  | #REF! | #REF! | #REF! | #REF! | #REF! | #REF! | #REF! | #REF! |  |  | No Amendment | #REF! | #REF! | #REF!
[7 empty] | #REF! | #REF! | #REF! | #REF! |  | #REF! | #REF! | #REF! | #REF! |  | #REF! | #REF! | #REF! | #REF! |  | #REF! | #REF! | #REF! | #REF! |  | #REF! | #REF! | #REF! | #REF! |  | #REF! | #REF! | #REF! | #REF! |  | #REF! | #REF! | #REF! | #REF! |  | #REF! | #REF! | #REF! | #REF! |  | #REF! | #REF! | #REF! | #REF! |  | #REF! | #REF! | #REF! | #REF! |  | #REF! | #REF! | #REF! | #REF! |  | #REF! | #REF! | #REF! | #REF! |  | #REF! | #REF! | #REF! | #REF! |  | #REF! | #REF! | #REF! | #REF! |  | #REF! | #REF! | #REF! | #REF! |  | #REF! | #REF! | #REF! | #REF! |  | #REF! | #REF! | #REF! | #REF! |  | #REF! | #REF! | #REF! | #REF! |  | #REF! | #REF! | #REF! | #REF! |  | #REF! | #REF! | #REF! | #REF! |  | #REF! | #REF! | #REF! | #REF! |  | #REF! | #REF! | #REF! | #REF! |  | #REF! | #REF! | #REF! | #REF! |  | #REF! | #REF! | #REF! | #REF! | #REF! | #REF! | #REF! | #REF! |  |  | No Amendment | #REF! | #REF! | #REF!
[7 empty] | #REF! | #REF! | #REF! | #REF! |  | #REF! | #REF! | #REF! | #REF! |  | #REF! | #REF! | #REF! | #REF! |  | #REF! | #REF! | #REF! | #REF! |  | #REF! | #REF! | #REF! | #REF! |  | #REF! | #REF! | #REF! | #REF! |  | #REF! | #REF! | #REF! | #REF! |  | #REF! | #REF! | #REF! | #REF! |  | #REF! | #REF! | #REF! | #REF! |  | #REF! | #REF! | #REF! | #REF! |  | #REF! | #REF! | #REF! | #REF! |  | #REF! | #REF! | #REF! | #REF! |  | #REF! | #REF! | #REF! | #REF! |  | #REF! | #REF! | #REF! | #REF! |  | #REF! | #REF! | #REF! | #REF! |  | #REF! | #REF! | #REF! | #REF! |  | #REF! | #REF! | #REF! | #REF! |  | #REF! | #REF! | #REF! | #REF! |  | #REF! | #REF! | #REF! | #REF! |  | #REF! | #REF! | #REF! | #REF! |  | #REF! | #REF! | #REF! | #REF! |  | #REF! | #REF! | #REF! | #REF! |  | #REF! | #REF! | #REF! | #REF! |  | #REF! | #REF! | #REF! | #REF! | #REF! | #REF! | #REF! | #REF! |  |  | No Amendment | #REF! | #REF! | #REF!
[7 empty] | #REF! | #REF! | #REF! | #REF! |  | #REF! | #REF! | #REF! | #REF! |  | #REF! | #REF! | #REF! | #REF! |  | #REF! | #REF! | #REF! | #REF! |  | #REF! | #REF! | #REF! | #REF! |  | #REF! | #REF! | #REF! | #REF! |  | #REF! | #REF! | #REF! | #REF! |  | #REF! | #REF! | #REF! | #REF! |  | #REF! | #REF! | #REF! | #REF! |  | #REF! | #REF! | #REF! | #REF! |  | #REF! | #REF! | #REF! | #REF! |  | #REF! | #REF! | #REF! | #REF! |  | #REF! | #REF! | #REF! | #REF! |  | #REF! | #REF! | #REF! | #REF! |  | #REF! | #REF! | #REF! | #REF! |  | #REF! | #REF! | #REF! | #REF! |  | #REF! | #REF! | #REF! | #REF! |  | #REF! | #REF! | #REF! | #REF! |  | #REF! | #REF! | #REF! | #REF! |  | #REF! | #REF! | #REF! | #REF! |  | #REF! | #REF! | #REF! | #REF! |  | #REF! | #REF! | #REF! | #REF! |  | #REF! | #REF! | #REF! | #REF! |  | #REF! | #REF! | #REF! | #REF! | #REF! | #REF! | #REF! | #REF! |  |  | No Amendment | #REF! | #REF! | #REF!
[7 empty] | #REF! | #REF! | #REF! | #REF! |  | #REF! | #REF! | #REF! | #REF! |  | #REF! | #REF! | #REF! | #REF! |  | #REF! | #REF! | #REF! | #REF! |  | #REF! | #REF! | #REF! | #REF! |  | #REF! | #REF! | #REF! | #REF! |  | #REF! | #REF! | #REF! | #REF! |  | #REF! | #REF! | #REF! | #REF! |  | #REF! | #REF! | #REF! | #REF! |  | #REF! | #REF! | #REF! | #REF! |  | #REF! | #REF! | #REF! | #REF! |  | #REF! | #REF! | #REF! | #REF! |  | #REF! | #REF! | #REF! | #REF! |  | #REF! | #REF! | #REF! | #REF! |  | #REF! | #REF! | #REF! | #REF! |  | #REF! | #REF! | #REF! | #REF! |  | #REF! | #REF! | #REF! | #REF! |  | #REF! | #REF! | #REF! | #REF! |  | #REF! | #REF! | #REF! | #REF! |  | #REF! | #REF! | #REF! | #REF! |  | #REF! | #REF! | #REF! | #REF! |  | #REF! | #REF! | #REF! | #REF! |  | #REF! | #REF! | #REF! | #REF! |  | #REF! | #REF! | #REF! | #REF! | #REF! | #REF! | #REF! | #REF! |  |  | No Amendment | #REF! | #REF! | #REF!
[7 empty] | #REF! | #REF! | #REF! | #REF! |  | #REF! | #REF! | #REF! | #REF! |  | #REF! | #REF! | #REF! | #REF! |  | #REF! | #REF! | #REF! | #REF! |  | #REF! | #REF! | #REF! | #REF! |  | #REF! | #REF! | #REF! | #REF! |  | #REF! | #REF! | #REF! | #REF! |  | #REF! | #REF! | #REF! | #REF! |  | #REF! | #REF! | #REF! | #REF! |  | #REF! | #REF! | #REF! | #REF! |  | #REF! | #REF! | #REF! | #REF! |  | #REF! | #REF! | #REF! | #REF! |  | #REF! | #REF! | #REF! | #REF! |  | #REF! | #REF! | #REF! | #REF! |  | #REF! | #REF! | #REF! | #REF! |  | #REF! | #REF! | #REF! | #REF! |  | #REF! | #REF! | #REF! | #REF! |  | #REF! | #REF! | #REF! | #REF! |  | #REF! | #REF! | #REF! | #REF! |  | #REF! | #REF! | #REF! | #REF! |  | #REF! | #REF! | #REF! | #REF! |  | #REF! | #REF! | #REF! | #REF! |  | #REF! | #REF! | #REF! | #REF! |  | #REF! | #REF! | #REF! | #REF! | #REF! | #REF! | #REF! | #REF! |  |  | No Amendment | #REF! | #REF! | #REF!
[7 empty] | #REF! | #REF! | #REF! | #REF! |  | #REF! | #REF! | #REF! | #REF! |  | #REF! | #REF! | #REF! | #REF! |  | #REF! | #REF! | #REF! | #REF! |  | #REF! | #REF! | #REF! | #REF! |  | #REF! | #REF! | #REF! | #REF! |  | #REF! | #REF! | #REF! | #REF! |  | #REF! | #REF! | #REF! | #REF! |  | #REF! | #REF! | #REF! | #REF! |  | #REF! | #REF! | #REF! | #REF! |  | #REF! | #REF! | #REF! | #REF! |  | #REF! | #REF! | #REF! | #REF! |  | #REF! | #REF! | #REF! | #REF! |  | #REF! | #REF! | #REF! | #REF! |  | #REF! | #REF! | #REF! | #REF! |  | #REF! | #REF! | #REF! | #REF! |  | #REF! | #REF! | #REF! | #REF! |  | #REF! | #REF! | #REF! | #REF! |  | #REF! | #REF! | #REF! | #REF! |  | #REF! | #REF! | #REF! | #REF! |  | #REF! | #REF! | #REF! | #REF! |  | #REF! | #REF! | #REF! | #REF! |  | #REF! | #REF! | #REF! | #REF! |  | #REF! | #REF! | #REF! | #REF! | #REF! | #REF! | #REF! | #REF! |  |  | No Amendment | #REF! | #REF! | #REF!
[7 empty] | #REF! | #REF! | #REF! | #REF! |  | #REF! | #REF! | #REF! | #REF! |  | #REF! | #REF! | #REF! | #REF! |  | #REF! | #REF! | #REF! | #REF! |  | #REF! | #REF! | #REF! | #REF! |  | #REF! | #REF! | #REF! | #REF! |  | #REF! | #REF! | #REF! | #REF! |  | #REF! | #REF! | #REF! | #REF! |  | #REF! | #REF! | #REF! | #REF! |  | #REF! | #REF! | #REF! | #REF! |  | #REF! | #REF! | #REF! | #REF! |  | #REF! | #REF! | #REF! | #REF! |  | #REF! | #REF! | #REF! | #REF! |  | #REF! | #REF! | #REF! | #REF! |  | #REF! | #REF! | #REF! | #REF! |  | #REF! | #REF! | #REF! | #REF! |  | #REF! | #REF! | #REF! | #REF! |  | #REF! | #REF! | #REF! | #REF! |  | #REF! | #REF! | #REF! | #REF! |  | #REF! | #REF! | #REF! | #REF! |  | #REF! | #REF! | #REF! | #REF! |  | #REF! | #REF! | #REF! | #REF! |  | #REF! | #REF! | #REF! | #REF! |  | #REF! | #REF! | #REF! | #REF! | #REF! | #REF! | #REF! | #REF! |  |  | No Amendment | #REF! | #REF! | #REF!
[7 empty] | #REF! | #REF! | #REF! | #REF! |  | #REF! | #REF! | #REF! | #REF! |  | #REF! | #REF! | #REF! | #REF! |  | #REF! | #REF! | #REF! | #REF! |  | #REF! | #REF! | #REF! | #REF! |  | #REF! | #REF! | #REF! | #REF! |  | #REF! | #REF! | #REF! | #REF! |  | #REF! | #REF! | #REF! | #REF! |  | #REF! | #REF! | #REF! | #REF! |  | #REF! | #REF! | #REF! | #REF! |  | #REF! | #REF! | #REF! | #REF! |  | #REF! | #REF! | #REF! | #REF! |  | #REF! | #REF! | #REF! | #REF! |  | #REF! | #REF! | #REF! | #REF! |  | #REF! | #REF! | #REF! | #REF! |  | #REF! | #REF! | #REF! | #REF! |  | #REF! | #REF! | #REF! | #REF! |  | #REF! | #REF! | #REF! | #REF! |  | #REF! | #REF! | #REF! | #REF! |  | #REF! | #REF! | #REF! | #REF! |  | #REF! | #REF! | #REF! | #REF! |  | #REF! | #REF! | #REF! | #REF! |  | #REF! | #REF! | #REF! | #REF! |  | #REF! | #REF! | #REF! | #REF! | #REF! | #REF! | #REF! | #REF! |  |  | No Amendment | #REF! | #REF! | #REF!
[7 empty] | #REF! | #REF! | #REF! | #REF! |  | #REF! | #REF! | #REF! | #REF! |  | #REF! | #REF! | #REF! | #REF! |  | #REF! | #REF! | #REF! | #REF! |  | #REF! | #REF! | #REF! | #REF! |  | #REF! | #REF! | #REF! | #REF! |  | #REF! | #REF! | #REF! | #REF! |  | #REF! | #REF! | #REF! | #REF! |  | #REF! | #REF! | #REF! | #REF! |  | #REF! | #REF! | #REF! | #REF! |  | #REF! | #REF! | #REF! | #REF! |  | #REF! | #REF! | #REF! | #REF! |  | #REF! | #REF! | #REF! | #REF! |  | #REF! | #REF! | #REF! | #REF! |  | #REF! | #REF! | #REF! | #REF! |  | #REF! | #REF! | #REF! | #REF! |  | #REF! | #REF! | #REF! | #REF! |  | #REF! | #REF! | #REF! | #REF! |  | #REF! | #REF! | #REF! | #REF! |  | #REF! | #REF! | #REF! | #REF! |  | #REF! | #REF! | #REF! | #REF! |  | #REF! | #REF! | #REF! | #REF! |  | #REF! | #REF! | #REF! | #REF! |  | #REF! | #REF! | #REF! | #REF! | #REF! | #REF! | #REF! | #REF! |  |  | No Amendment | #REF! | #REF! | #REF!
[7 empty] | #REF! | #REF! | #REF! | #REF! |  | #REF! | #REF! | #REF! | #REF! |  | #REF! | #REF! | #REF! | #REF! |  | #REF! | #REF! | #REF! | #REF! |  | #REF! | #REF! | #REF! | #REF! |  | #REF! | #REF! | #REF! | #REF! |  | #REF! | #REF! | #REF! | #REF! |  | #REF! | #REF! | #REF! | #REF! |  | #REF! | #REF! | #REF! | #REF! |  | #REF! | #REF! | #REF! | #REF! |  | #REF! | #REF! | #REF! | #REF! |  | #REF! | #REF! | #REF! | #REF! |  | #REF! | #REF! | #REF! | #REF! |  | #REF! | #REF! | #REF! | #REF! |  | #REF! | #REF! | #REF! | #REF! |  | #REF! | #REF! | #REF! | #REF! |  | #REF! | #REF! | #REF! | #REF! |  | #REF! | #REF! | #REF! | #REF! |  | #REF! | #REF! | #REF! | #REF! |  | #REF! | #REF! | #REF! | #REF! |  | #REF! | #REF! | #REF! | #REF! |  | #REF! | #REF! | #REF! | #REF! |  | #REF! | #REF! | #REF! | #REF! |  | #REF! | #REF! | #REF! | #REF! | #REF! | #REF! | #REF! | #REF! |  |  | No Amendment | #REF! | #REF! | #REF!
[7 empty] | #REF! | #REF! | #REF! | #REF! |  | #REF! | #REF! | #REF! | #REF! |  | #REF! | #REF! | #REF! | #REF! |  | #REF! | #REF! | #REF! | #REF! |  | #REF! | #REF! | #REF! | #REF! |  | #REF! | #REF! | #REF! | #REF! |  | #REF! | #REF! | #REF! | #REF! |  | #REF! | #REF! | #REF! | #REF! |  | #REF! | #REF! | #REF! | #REF! |  | #REF! | #REF! | #REF! | #REF! |  | #REF! | #REF! | #REF! | #REF! |  | #REF! | #REF! | #REF! | #REF! |  | #REF! | #REF! | #REF! | #REF! |  | #REF! | #REF! | #REF! | #REF! |  | #REF! | #REF! | #REF! | #REF! |  | #REF! | #REF! | #REF! | #REF! |  | #REF! | #REF! | #REF! | #REF! |  | #REF! | #REF! | #REF! | #REF! |  | #REF! | #REF! | #REF! | #REF! |  | #REF! | #REF! | #REF! | #REF! |  | #REF! | #REF! | #REF! | #REF! |  | #REF! | #REF! | #REF! | #REF! |  | #REF! | #REF! | #REF! | #REF! |  | #REF! | #REF! | #REF! | #REF! | #REF! | #REF! | #REF! | #REF! |  |  | No Amendment | #REF! | #REF! | #REF!
[7 empty] | #REF! | #REF! | #REF! | #REF! |  | #REF! | #REF! | #REF! | #REF! |  | #REF! | #REF! | #REF! | #REF! |  | #REF! | #REF! | #REF! | #REF! |  | #REF! | #REF! | #REF! | #REF! |  | #REF! | #REF! | #REF! | #REF! |  | #REF! | #REF! | #REF! | #REF! |  | #REF! | #REF! | #REF! | #REF! |  | #REF! | #REF! | #REF! | #REF! |  | #REF! | #REF! | #REF! | #REF! |  | #REF! | #REF! | #REF! | #REF! |  | #REF! | #REF! | #REF! | #REF! |  | #REF! | #REF! | #REF! | #REF! |  | #REF! | #REF! | #REF! | #REF! |  | #REF! | #REF! | #REF! | #REF! |  | #REF! | #REF! | #REF! | #REF! |  | #REF! | #REF! | #REF! | #REF! |  | #REF! | #REF! | #REF! | #REF! |  | #REF! | #REF! | #REF! | #REF! |  | #REF! | #REF! | #REF! | #REF! |  | #REF! | #REF! | #REF! | #REF! |  | #REF! | #REF! | #REF! | #REF! |  | #REF! | #REF! | #REF! | #REF! |  | #REF! | #REF! | #REF! | #REF! | #REF! | #REF! | #REF! | #REF! |  |  | No Amendment | #REF! | #REF! | #REF!
[7 empty] | #REF! | #REF! | #REF! | #REF! |  | #REF! | #REF! | #REF! | #REF! |  | #REF! | #REF! | #REF! | #REF! |  | #REF! | #REF! | #REF! | #REF! |  | #REF! | #REF! | #REF! | #REF! |  | #REF! | #REF! | #REF! | #REF! |  | #REF! | #REF! | #REF! | #REF! |  | #REF! | #REF! | #REF! | #REF! |  | #REF! | #REF! | #REF! | #REF! |  | #REF! | #REF! | #REF! | #REF! |  | #REF! | #REF! | #REF! | #REF! |  | #REF! | #REF! | #REF! | #REF! |  | #REF! | #REF! | #REF! | #REF! |  | #REF! | #REF! | #REF! | #REF! |  | #REF! | #REF! | #REF! | #REF! |  | #REF! | #REF! | #REF! | #REF! |  | #REF! | #REF! | #REF! | #REF! |  | #REF! | #REF! | #REF! | #REF! |  | #REF! | #REF! | #REF! | #REF! |  | #REF! | #REF! | #REF! | #REF! |  | #REF! | #REF! | #REF! | #REF! |  | #REF! | #REF! | #REF! | #REF! |  | #REF! | #REF! | #REF! | #REF! |  | #REF! | #REF! | #REF! | #REF! | #REF! | #REF! | #REF! | #REF! |  |  | No Amendment | #REF! | #REF! | #REF!
[7 empty] | #REF! | #REF! | #REF! | #REF! |  | #REF! | #REF! | #REF! | #REF! |  | #REF! | #REF! | #REF! | #REF! |  | #REF! | #REF! | #REF! | #REF! |  | #REF! | #REF! | #REF! | #REF! |  | #REF! | #REF! | #REF! | #REF! |  | #REF! | #REF! | #REF! | #REF! |  | #REF! | #REF! | #REF! | #REF! |  | #REF! | #REF! | #REF! | #REF! |  | #REF! | #REF! | #REF! | #REF! |  | #REF! | #REF! | #REF! | #REF! |  | #REF! | #REF! | #REF! | #REF! |  | #REF! | #REF! | #REF! | #REF! |  | #REF! | #REF! | #REF! | #REF! |  | #REF! | #REF! | #REF! | #REF! |  | #REF! | #REF! | #REF! | #REF! |  | #REF! | #REF! | #REF! | #REF! |  | #REF! | #REF! | #REF! | #REF! |  | #REF! | #REF! | #REF! | #REF! |  | #REF! | #REF! | #REF! | #REF! |  | #REF! | #REF! | #REF! | #REF! |  | #REF! | #REF! | #REF! | #REF! |  | #REF! | #REF! | #REF! | #REF! |  | #REF! | #REF! | #REF! | #REF! | #REF! | #REF! | #REF! | #REF! |  |  | No Amendment | #REF! | #REF! | #REF!
[7 empty] | #REF! | #REF! | #REF! | #REF! |  | #REF! | #REF! | #REF! | #REF! |  | #REF! | #REF! | #REF! | #REF! |  | #REF! | #REF! | #REF! | #REF! |  | #REF! | #REF! | #REF! | #REF! |  | #REF! | #REF! | #REF! | #REF! |  | #REF! | #REF! | #REF! | #REF! |  | #REF! | #REF! | #REF! | #REF! |  | #REF! | #REF! | #REF! | #REF! |  | #REF! | #REF! | #REF! | #REF! |  | #REF! | #REF! | #REF! | #REF! |  | #REF! | #REF! | #REF! | #REF! |  | #REF! | #REF! | #REF! | #REF! |  | #REF! | #REF! | #REF! | #REF! |  | #REF! | #REF! | #REF! | #REF! |  | #REF! | #REF! | #REF! | #REF! |  | #REF! | #REF! | #REF! | #REF! |  | #REF! | #REF! | #REF! | #REF! |  | #REF! | #REF! | #REF! | #REF! |  | #REF! | #REF! | #REF! | #REF! |  | #REF! | #REF! | #REF! | #REF! |  | #REF! | #REF! | #REF! | #REF! |  | #REF! | #REF! | #REF! | #REF! |  | #REF! | #REF! | #REF! | #REF! | #REF! | #REF! | #REF! | #REF! |  |  | No Amendment | #REF! | #REF! | #REF!
[7 empty] | #REF! | #REF! | #REF! | #REF! |  | #REF! | #REF! | #REF! | #REF! |  | #REF! | #REF! | #REF! | #REF! |  | #REF! | #REF! | #REF! | #REF! |  | #REF! | #REF! | #REF! | #REF! |  | #REF! | #REF! | #REF! | #REF! |  | #REF! | #REF! | #REF! | #REF! |  | #REF! | #REF! | #REF! | #REF! |  | #REF! | #REF! | #REF! | #REF! |  | #REF! | #REF! | #REF! | #REF! |  | #REF! | #REF! | #REF! | #REF! |  | #REF! | #REF! | #REF! | #REF! |  | #REF! | #REF! | #REF! | #REF! |  | #REF! | #REF! | #REF! | #REF! |  | #REF! | #REF! | #REF! | #REF! |  | #REF! | #REF! | #REF! | #REF! |  | #REF! | #REF! | #REF! | #REF! |  | #REF! | #REF! | #REF! | #REF! |  | #REF! | #REF! | #REF! | #REF! |  | #REF! | #REF! | #REF! | #REF! |  | #REF! | #REF! | #REF! | #REF! |  | #REF! | #REF! | #REF! | #REF! |  | #REF! | #REF! | #REF! | #REF! |  | #REF! | #REF! | #REF! | #REF! | #REF! | #REF! | #REF! | #REF! |  |  | No Amendment | #REF! | #REF! | #REF!
[7 empty] | #REF! | #REF! | #REF! | #REF! |  | #REF! | #REF! | #REF! | #REF! |  | #REF! | #REF! | #REF! | #REF! |  | #REF! | #REF! | #REF! | #REF! |  | #REF! | #REF! | #REF! | #REF! |  | #REF! | #REF! | #REF! | #REF! |  | #REF! | #REF! | #REF! | #REF! |  | #REF! | #REF! | #REF! | #REF! |  | #REF! | #REF! | #REF! | #REF! |  | #REF! | #REF! | #REF! | #REF! |  | #REF! | #REF! | #REF! | #REF! |  | #REF! | #REF! | #REF! | #REF! |  | #REF! | #REF! | #REF! | #REF! |  | #REF! | #REF! | #REF! | #REF! |  | #REF! | #REF! | #REF! | #REF! |  | #REF! | #REF! | #REF! | #REF! |  | #REF! | #REF! | #REF! | #REF! |  | #REF! | #REF! | #REF! | #REF! |  | #REF! | #REF! | #REF! | #REF! |  | #REF! | #REF! | #REF! | #REF! |  | #REF! | #REF! | #REF! | #REF! |  | #REF! | #REF! | #REF! | #REF! |  | #REF! | #REF! | #REF! | #REF! |  | #REF! | #REF! | #REF! | #REF! | #REF! | #REF! | #REF! | #REF! |  |  | No Amendment | #REF! | #REF! | #REF!
[7 empty] | #REF! | #REF! | #REF! | #REF! |  | #REF! | #REF! | #REF! | #REF! |  | #REF! | #REF! | #REF! | #REF! |  | #REF! | #REF! | #REF! | #REF! |  | #REF! | #REF! | #REF! | #REF! |  | #REF! | #REF! | #REF! | #REF! |  | #REF! | #REF! | #REF! | #REF! |  | #REF! | #REF! | #REF! | #REF! |  | #REF! | #REF! | #REF! | #REF! |  | #REF! | #REF! | #REF! | #REF! |  | #REF! | #REF! | #REF! | #REF! |  | #REF! | #REF! | #REF! | #REF! |  | #REF! | #REF! | #REF! | #REF! |  | #REF! | #REF! | #REF! | #REF! |  | #REF! | #REF! | #REF! | #REF! |  | #REF! | #REF! | #REF! | #REF! |  | #REF! | #REF! | #REF! | #REF! |  | #REF! | #REF! | #REF! | #REF! |  | #REF! | #REF! | #REF! | #REF! |  | #REF! | #REF! | #REF! | #REF! |  | #REF! | #REF! | #REF! | #REF! |  | #REF! | #REF! | #REF! | #REF! |  | #REF! | #REF! | #REF! | #REF! |  | #REF! | #REF! | #REF! | #REF! | #REF! | #REF! | #REF! | #REF! |  |  | No Amendment | #REF! | #REF! | #REF!
[7 empty] | #REF! | #REF! | #REF! | #REF! |  | #REF! | #REF! | #REF! | #REF! |  | #REF! | #REF! | #REF! | #REF! |  | #REF! | #REF! | #REF! | #REF! |  | #REF! | #REF! | #REF! | #REF! |  | #REF! | #REF! | #REF! | #REF! |  | #REF! | #REF! | #REF! | #REF! |  | #REF! | #REF! | #REF! | #REF! |  | #REF! | #REF! | #REF! | #REF! |  | #REF! | #REF! | #REF! | #REF! |  | #REF! | #REF! | #REF! | #REF! |  | #REF! | #REF! | #REF! | #REF! |  | #REF! | #REF! | #REF! | #REF! |  | #REF! | #REF! | #REF! | #REF! |  | #REF! | #REF! | #REF! | #REF! |  | #REF! | #REF! | #REF! | #REF! |  | #REF! | #REF! | #REF! | #REF! |  | #REF! | #REF! | #REF! | #REF! |  | #REF! | #REF! | #REF! | #REF! |  | #REF! | #REF! | #REF! | #REF! |  | #REF! | #REF! | #REF! | #REF! |  | #REF! | #REF! | #REF! | #REF! |  | #REF! | #REF! | #REF! | #REF! |  | #REF! | #REF! | #REF! | #REF! | #REF! | #REF! | #REF! | #REF! |  |  | No Amendment | #REF! | #REF! | #REF!
[7 empty] | #REF! | #REF! | #REF! | #REF! |  | #REF! | #REF! | #REF! | #REF! |  | #REF! | #REF! | #REF! | #REF! |  | #REF! | #REF! | #REF! | #REF! |  | #REF! | #REF! | #REF! | #REF! |  | #REF! | #REF! | #REF! | #REF! |  | #REF! | #REF! | #REF! | #REF! |  | #REF! | #REF! | #REF! | #REF! |  | #REF! | #REF! | #REF! | #REF! |  | #REF! | #REF! | #REF! | #REF! |  | #REF! | #REF! | #REF! | #REF! |  | #REF! | #REF! | #REF! | #REF! |  | #REF! | #REF! | #REF! | #REF! |  | #REF! | #REF! | #REF! | #REF! |  | #REF! | #REF! | #REF! | #REF! |  | #REF! | #REF! | #REF! | #REF! |  | #REF! | #REF! | #REF! | #REF! |  | #REF! | #REF! | #REF! | #REF! |  | #REF! | #REF! | #REF! | #REF! |  | #REF! | #REF! | #REF! | #REF! |  | #REF! | #REF! | #REF! | #REF! |  | #REF! | #REF! | #REF! | #REF! |  | #REF! | #REF! | #REF! | #REF! |  | #REF! | #REF! | #REF! | #REF! | #REF! | #REF! | #REF! | #REF! |  |  | No Amendment | #REF! | #REF! | #REF!
[7 empty] | #REF! | #REF! | #REF! | #REF! |  | #REF! | #REF! | #REF! | #REF! |  | #REF! | #REF! | #REF! | #REF! |  | #REF! | #REF! | #REF! | #REF! |  | #REF! | #REF! | #REF! | #REF! |  | #REF! | #REF! | #REF! | #REF! |  | #REF! | #REF! | #REF! | #REF! |  | #REF! | #REF! | #REF! | #REF! |  | #REF! | #REF! | #REF! | #REF! |  | #REF! | #REF! | #REF! | #REF! |  | #REF! | #REF! | #REF! | #REF! |  | #REF! | #REF! | #REF! | #REF! |  | #REF! | #REF! | #REF! | #REF! |  | #REF! | #REF! | #REF! | #REF! |  | #REF! | #REF! | #REF! | #REF! |  | #REF! | #REF! | #REF! | #REF! |  | #REF! | #REF! | #REF! | #REF! |  | #REF! | #REF! | #REF! | #REF! |  | #REF! | #REF! | #REF! | #REF! |  | #REF! | #REF! | #REF! | #REF! |  | #REF! | #REF! | #REF! | #REF! |  | #REF! | #REF! | #REF! | #REF! |  | #REF! | #REF! | #REF! | #REF! |  | #REF! | #REF! | #REF! | #REF! | #REF! | #REF! | #REF! | #REF! |  |  | No Amendment | #REF! | #REF! | #REF!
[7 empty] | #REF! | #REF! | #REF! | #REF! |  | #REF! | #REF! | #REF! | #REF! |  | #REF! | #REF! | #REF! | #REF! |  | #REF! | #REF! | #REF! | #REF! |  | #REF! | #REF! | #REF! | #REF! |  | #REF! | #REF! | #REF! | #REF! |  | #REF! | #REF! | #REF! | #REF! |  | #REF! | #REF! | #REF! | #REF! |  | #REF! | #REF! | #REF! | #REF! |  | #REF! | #REF! | #REF! | #REF! |  | #REF! | #REF! | #REF! | #REF! |  | #REF! | #REF! | #REF! | #REF! |  | #REF! | #REF! | #REF! | #REF! |  | #REF! | #REF! | #REF! | #REF! |  | #REF! | #REF! | #REF! | #REF! |  | #REF! | #REF! | #REF! | #REF! |  | #REF! | #REF! | #REF! | #REF! |  | #REF! | #REF! | #REF! | #REF! |  | #REF! | #REF! | #REF! | #REF! |  | #REF! | #REF! | #REF! | #REF! |  | #REF! | #REF! | #REF! | #REF! |  | #REF! | #REF! | #REF! | #REF! |  | #REF! | #REF! | #REF! | #REF! |  | #REF! | #REF! | #REF! | #REF! | #REF! | #REF! | #REF! | #REF! |  |  | No Amendment | #REF! | #REF! | #REF!
[7 empty] | #REF! | #REF! | #REF! | #REF! |  | #REF! | #REF! | #REF! | #REF! |  | #REF! | #REF! | #REF! | #REF! |  | #REF! | #REF! | #REF! | #REF! |  | #REF! | #REF! | #REF! | #REF! |  | #REF! | #REF! | #REF! | #REF! |  | #REF! | #REF! | #REF! | #REF! |  | #REF! | #REF! | #REF! | #REF! |  | #REF! | #REF! | #REF! | #REF! |  | #REF! | #REF! | #REF! | #REF! |  | #REF! | #REF! | #REF! | #REF! |  | #REF! | #REF! | #REF! | #REF! |  | #REF! | #REF! | #REF! | #REF! |  | #REF! | #REF! | #REF! | #REF! |  | #REF! | #REF! | #REF! | #REF! |  | #REF! | #REF! | #REF! | #REF! |  | #REF! | #REF! | #REF! | #REF! |  | #REF! | #REF! | #REF! | #REF! |  | #REF! | #REF! | #REF! | #REF! |  | #REF! | #REF! | #REF! | #REF! |  | #REF! | #REF! | #REF! | #REF! |  | #REF! | #REF! | #REF! | #REF! |  | #REF! | #REF! | #REF! | #REF! |  | #REF! | #REF! | #REF! | #REF! | #REF! | #REF! | #REF! | #REF! |  |  | No Amendment | #REF! | #REF! | #REF!
[7 empty] | #REF! | #REF! | #REF! | #REF! |  | #REF! | #REF! | #REF! | #REF! |  | #REF! | #REF! | #REF! | #REF! |  | #REF! | #REF! | #REF! | #REF! |  | #REF! | #REF! | #REF! | #REF! |  | #REF! | #REF! | #REF! | #REF! |  | #REF! | #REF! | #REF! | #REF! |  | #REF! | #REF! | #REF! | #REF! |  | #REF! | #REF! | #REF! | #REF! |  | #REF! | #REF! | #REF! | #REF! |  | #REF! | #REF! | #REF! | #REF! |  | #REF! | #REF! | #REF! | #REF! |  | #REF! | #REF! | #REF! | #REF! |  | #REF! | #REF! | #REF! | #REF! |  | #REF! | #REF! | #REF! | #REF! |  | #REF! | #REF! | #REF! | #REF! |  | #REF! | #REF! | #REF! | #REF! |  | #REF! | #REF! | #REF! | #REF! |  | #REF! | #REF! | #REF! | #REF! |  | #REF! | #REF! | #REF! | #REF! |  | #REF! | #REF! | #REF! | #REF! |  | #REF! | #REF! | #REF! | #REF! |  | #REF! | #REF! | #REF! | #REF! |  | #REF! | #REF! | #REF! | #REF! | #REF! | #REF! | #REF! | #REF! |  |  | No Amendment | #REF! | #REF! | #REF!
[7 empty] | #REF! | #REF! | #REF! | #REF! |  | #REF! | #REF! | #REF! | #REF! |  | #REF! | #REF! | #REF! | #REF! |  | #REF! | #REF! | #REF! | #REF! |  | #REF! | #REF! | #REF! | #REF! |  | #REF! | #REF! | #REF! | #REF! |  | #REF! | #REF! | #REF! | #REF! |  | #REF! | #REF! | #REF! | #REF! |  | #REF! | #REF! | #REF! | #REF! |  | #REF! | #REF! | #REF! | #REF! |  | #REF! | #REF! | #REF! | #REF! |  | #REF! | #REF! | #REF! | #REF! |  | #REF! | #REF! | #REF! | #REF! |  | #REF! | #REF! | #REF! | #REF! |  | #REF! | #REF! | #REF! | #REF! |  | #REF! | #REF! | #REF! | #REF! |  | #REF! | #REF! | #REF! | #REF! |  | #REF! | #REF! | #REF! | #REF! |  | #REF! | #REF! | #REF! | #REF! |  | #REF! | #REF! | #REF! | #REF! |  | #REF! | #REF! | #REF! | #REF! |  | #REF! | #REF! | #REF! | #REF! |  | #REF! | #REF! | #REF! | #REF! |  | #REF! | #REF! | #REF! | #REF! | #REF! | #REF! | #REF! | #REF! |  |  | No Amendment | #REF! | #REF! | #REF!
[7 empty] | #REF! | #REF! | #REF! | #REF! |  | #REF! | #REF! | #REF! | #REF! |  | #REF! | #REF! | #REF! | #REF! |  | #REF! | #REF! | #REF! | #REF! |  | #REF! | #REF! | #REF! | #REF! |  | #REF! | #REF! | #REF! | #REF! |  | #REF! | #REF! | #REF! | #REF! |  | #REF! | #REF! | #REF! | #REF! |  | #REF! | #REF! | #REF! | #REF! |  | #REF! | #REF! | #REF! | #REF! |  | #REF! | #REF! | #REF! | #REF! |  | #REF! | #REF! | #REF! | #REF! |  | #REF! | #REF! | #REF! | #REF! |  | #REF! | #REF! | #REF! | #REF! |  | #REF! | #REF! | #REF! | #REF! |  | #REF! | #REF! | #REF! | #REF! |  | #REF! | #REF! | #REF! | #REF! |  | #REF! | #REF! | #REF! | #REF! |  | #REF! | #REF! | #REF! | #REF! |  | #REF! | #REF! | #REF! | #REF! |  | #REF! | #REF! | #REF! | #REF! |  | #REF! | #REF! | #REF! | #REF! |  | #REF! | #REF! | #REF! | #REF! |  | #REF! | #REF! | #REF! | #REF! | #REF! | #REF! | #REF! | #REF! |  |  | No Amendment | #REF! | #REF! | #REF!
[7 empty] | #REF! | #REF! | #REF! | #REF! |  | #REF! | #REF! | #REF! | #REF! |  | #REF! | #REF! | #REF! | #REF! |  | #REF! | #REF! | #REF! | #REF! |  | #REF! | #REF! | #REF! | #REF! |  | #REF! | #REF! | #REF! | #REF! |  | #REF! | #REF! | #REF! | #REF! |  | #REF! | #REF! | #REF! | #REF! |  | #REF! | #REF! | #REF! | #REF! |  | #REF! | #REF! | #REF! | #REF! |  | #REF! | #REF! | #REF! | #REF! |  | #REF! | #REF! | #REF! | #REF! |  | #REF! | #REF! | #REF! | #REF! |  | #REF! | #REF! | #REF! | #REF! |  | #REF! | #REF! | #REF! | #REF! |  | #REF! | #REF! | #REF! | #REF! |  | #REF! | #REF! | #REF! | #REF! |  | #REF! | #REF! | #REF! | #REF! |  | #REF! | #REF! | #REF! | #REF! |  | #REF! | #REF! | #REF! | #REF! |  | #REF! | #REF! | #REF! | #REF! |  | #REF! | #REF! | #REF! | #REF! |  | #REF! | #REF! | #REF! | #REF! |  | #REF! | #REF! | #REF! | #REF! | #REF! | #REF! | #REF! | #REF! |  |  | No Amendment | #REF! | #REF! | #REF!
[7 empty] | #REF! | #REF! | #REF! | #REF! |  | #REF! | #REF! | #REF! | #REF! |  | #REF! | #REF! | #REF! | #REF! |  | #REF! | #REF! | #REF! | #REF! |  | #REF! | #REF! | #REF! | #REF! |  | #REF! | #REF! | #REF! | #REF! |  | #REF! | #REF! | #REF! | #REF! |  | #REF! | #REF! | #REF! | #REF! |  | #REF! | #REF! | #REF! | #REF! |  | #REF! | #REF! | #REF! | #REF! |  | #REF! | #REF! | #REF! | #REF! |  | #REF! | #REF! | #REF! | #REF! |  | #REF! | #REF! | #REF! | #REF! |  | #REF! | #REF! | #REF! | #REF! |  | #REF! | #REF! | #REF! | #REF! |  | #REF! | #REF! | #REF! | #REF! |  | #REF! | #REF! | #REF! | #REF! |  | #REF! | #REF! | #REF! | #REF! |  | #REF! | #REF! | #REF! | #REF! |  | #REF! | #REF! | #REF! | #REF! |  | #REF! | #REF! | #REF! | #REF! |  | #REF! | #REF! | #REF! | #REF! |  | #REF! | #REF! | #REF! | #REF! |  | #REF! | #REF! | #REF! | #REF! | #REF! | #REF! | #REF! | #REF! |  |  | No Amendment | #REF! | #REF! | #REF! |  | One project rate provided, quantity 15 nr. Huge rate difference to TII SoR.
[7 empty] | #REF! | #REF! | #REF! | #REF! |  | #REF! | #REF! | #REF! | #REF! |  | #REF! | #REF! | #REF! | #REF! |  | #REF! | #REF! | #REF! | #REF! |  | #REF! | #REF! | #REF! | #REF! |  | #REF! | #REF! | #REF! | #REF! |  | #REF! | #REF! | #REF! | #REF! |  | #REF! | #REF! | #REF! | #REF! |  | #REF! | #REF! | #REF! | #REF! |  | #REF! | #REF! | #REF! | #REF! |  | #REF! | #REF! | #REF! | #REF! |  | #REF! | #REF! | #REF! | #REF! |  | #REF! | #REF! | #REF! | #REF! |  | #REF! | #REF! | #REF! | #REF! |  | #REF! | #REF! | #REF! | #REF! |  | #REF! | #REF! | #REF! | #REF! |  | #REF! | #REF! | #REF! | #REF! |  | #REF! | #REF! | #REF! | #REF! |  | #REF! | #REF! | #REF! | #REF! |  | #REF! | #REF! | #REF! | #REF! |  | #REF! | #REF! | #REF! | #REF! |  | #REF! | #REF! | #REF! | #REF! |  | #REF! | #REF! | #REF! | #REF! |  | #REF! | #REF! | #REF! | #REF! | #REF! | #REF! | #REF! | #REF! |  |  | No Amendment | #REF! | #REF! | #REF!
[7 empty] | #REF! | #REF! | #REF! | #REF! |  | #REF! | #REF! | #REF! | #REF! |  | #REF! | #REF! | #REF! | #REF! |  | #REF! | #REF! | #REF! | #REF! |  | #REF! | #REF! | #REF! | #REF! |  | #REF! | #REF! | #REF! | #REF! |  | #REF! | #REF! | #REF! | #REF! |  | #REF! | #REF! | #REF! | #REF! |  | #REF! | #REF! | #REF! | #REF! |  | #REF! | #REF! | #REF! | #REF! |  | #REF! | #REF! | #REF! | #REF! |  | #REF! | #REF! | #REF! | #REF! |  | #REF! | #REF! | #REF! | #REF! |  | #REF! | #REF! | #REF! | #REF! |  | #REF! | #REF! | #REF! | #REF! |  | #REF! | #REF! | #REF! | #REF! |  | #REF! | #REF! | #REF! | #REF! |  | #REF! | #REF! | #REF! | #REF! |  | #REF! | #REF! | #REF! | #REF! |  | #REF! | #REF! | #REF! | #REF! |  | #REF! | #REF! | #REF! | #REF! |  | #REF! | #REF! | #REF! | #REF! |  | #REF! | #REF! | #REF! | #REF! |  | #REF! | #REF! | #REF! | #REF! | #REF! | #REF! | #REF! | #REF! |  |  | No Amendment | #REF! | #REF! | #REF!
[7 empty] | #REF! | #REF! | #REF! | #REF! |  | #REF! | #REF! | #REF! | #REF! |  | #REF! | #REF! | #REF! | #REF! |  | #REF! | #REF! | #REF! | #REF! |  | #REF! | #REF! | #REF! | #REF! |  | #REF! | #REF! | #REF! | #REF! |  | #REF! | #REF! | #REF! | #REF! |  | #REF! | #REF! | #REF! | #REF! |  | #REF! | #REF! | #REF! | #REF! |  | #REF! | #REF! | #REF! | #REF! |  | #REF! | #REF! | #REF! | #REF! |  | #REF! | #REF! | #REF! | #REF! |  | #REF! | #REF! | #REF! | #REF! |  | #REF! | #REF! | #REF! | #REF! |  | #REF! | #REF! | #REF! | #REF! |  | #REF! | #REF! | #REF! | #REF! |  | #REF! | #REF! | #REF! | #REF! |  | #REF! | #REF! | #REF! | #REF! |  | #REF! | #REF! | #REF! | #REF! |  | #REF! | #REF! | #REF! | #REF! |  | #REF! | #REF! | #REF! | #REF! |  | #REF! | #REF! | #REF! | #REF! |  | #REF! | #REF! | #REF! | #REF! |  | #REF! | #REF! | #REF! | #REF! | #REF! | #REF! | #REF! | #REF! |  |  | No Amendment | #REF! | #REF! | #REF!
[7 empty] | #REF! | #REF! | #REF! | #REF! |  | #REF! | #REF! | #REF! | #REF! |  | #REF! | #REF! | #REF! | #REF! |  | #REF! | #REF! | #REF! | #REF! |  | #REF! | #REF! | #REF! | #REF! |  | #REF! | #REF! | #REF! | #REF! |  | #REF! | #REF! | #REF! | #REF! |  | #REF! | #REF! | #REF! | #REF! |  | #REF! | #REF! | #REF! | #REF! |  | #REF! | #REF! | #REF! | #REF! |  | #REF! | #REF! | #REF! | #REF! |  | #REF! | #REF! | #REF! | #REF! |  | #REF! | #REF! | #REF! | #REF! |  | #REF! | #REF! | #REF! | #REF! |  | #REF! | #REF! | #REF! | #REF! |  | #REF! | #REF! | #REF! | #REF! |  | #REF! | #REF! | #REF! | #REF! |  | #REF! | #REF! | #REF! | #REF! |  | #REF! | #REF! | #REF! | #REF! |  | #REF! | #REF! | #REF! | #REF! |  | #REF! | #REF! | #REF! | #REF! |  | #REF! | #REF! | #REF! | #REF! |  | #REF! | #REF! | #REF! | #REF! |  | #REF! | #REF! | #REF! | #REF! | #REF! | #REF! | #REF! | #REF! |  |  | No Amendment | #REF! | #REF! | #REF!
[7 empty] | #REF! | #REF! | #REF! | #REF! |  | #REF! | #REF! | #REF! | #REF! |  | #REF! | #REF! | #REF! | #REF! |  | #REF! | #REF! | #REF! | #REF! |  | #REF! | #REF! | #REF! | #REF! |  | #REF! | #REF! | #REF! | #REF! |  | #REF! | #REF! | #REF! | #REF! |  | #REF! | #REF! | #REF! | #REF! |  | #REF! | #REF! | #REF! | #REF! |  | #REF! | #REF! | #REF! | #REF! |  | #REF! | #REF! | #REF! | #REF! |  | #REF! | #REF! | #REF! | #REF! |  | #REF! | #REF! | #REF! | #REF! |  | #REF! | #REF! | #REF! | #REF! |  | #REF! | #REF! | #REF! | #REF! |  | #REF! | #REF! | #REF! | #REF! |  | #REF! | #REF! | #REF! | #REF! |  | #REF! | #REF! | #REF! | #REF! |  | #REF! | #REF! | #REF! | #REF! |  | #REF! | #REF! | #REF! | #REF! |  | #REF! | #REF! | #REF! | #REF! |  | #REF! | #REF! | #REF! | #REF! |  | #REF! | #REF! | #REF! | #REF! |  | #REF! | #REF! | #REF! | #REF! | #REF! | #REF! | #REF! | #REF! |  |  | No Amendment | #REF! | #REF! | #REF!
[7 empty] | #REF! | #REF! | #REF! | #REF! |  | #REF! | #REF! | #REF! | #REF! |  | #REF! | #REF! | #REF! | #REF! |  | #REF! | #REF! | #REF! | #REF! |  | #REF! | #REF! | #REF! | #REF! |  | #REF! | #REF! | #REF! | #REF! |  | #REF! | #REF! | #REF! | #REF! |  | #REF! | #REF! | #REF! | #REF! |  | #REF! | #REF! | #REF! | #REF! |  | #REF! | #REF! | #REF! | #REF! |  | #REF! | #REF! | #REF! | #REF! |  | #REF! | #REF! | #REF! | #REF! |  | #REF! | #REF! | #REF! | #REF! |  | #REF! | #REF! | #REF! | #REF! |  | #REF! | #REF! | #REF! | #REF! |  | #REF! | #REF! | #REF! | #REF! |  | #REF! | #REF! | #REF! | #REF! |  | #REF! | #REF! | #REF! | #REF! |  | #REF! | #REF! | #REF! | #REF! |  | #REF! | #REF! | #REF! | #REF! |  | #REF! | #REF! | #REF! | #REF! |  | #REF! | #REF! | #REF! | #REF! |  | #REF! | #REF! | #REF! | #REF! |  | #REF! | #REF! | #REF! | #REF! | #REF! | #REF! | #REF! | #REF! |  |  | No Amendment | #REF! | #REF! | #REF!
[7 empty] | #REF! | #REF! | #REF! | #REF! |  | #REF! | #REF! | #REF! | #REF! |  | #REF! | #REF! | #REF! | #REF! |  | #REF! | #REF! | #REF! | #REF! |  | #REF! | #REF! | #REF! | #REF! |  | #REF! | #REF! | #REF! | #REF! |  | #REF! | #REF! | #REF! | #REF! |  | #REF! | #REF! | #REF! | #REF! |  | #REF! | #REF! | #REF! | #REF! |  | #REF! | #REF! | #REF! | #REF! |  | #REF! | #REF! | #REF! | #REF! |  | #REF! | #REF! | #REF! | #REF! |  | #REF! | #REF! | #REF! | #REF! |  | #REF! | #REF! | #REF! | #REF! |  | #REF! | #REF! | #REF! | #REF! |  | #REF! | #REF! | #REF! | #REF! |  | #REF! | #REF! | #REF! | #REF! |  | #REF! | #REF! | #REF! | #REF! |  | #REF! | #REF! | #REF! | #REF! |  | #REF! | #REF! | #REF! | #REF! |  | #REF! | #REF! | #REF! | #REF! |  | #REF! | #REF! | #REF! | #REF! |  | #REF! | #REF! | #REF! | #REF! |  | #REF! | #REF! | #REF! | #REF! | #REF! | #REF! | #REF! | #REF! |  |  | No Amendment | #REF! | #REF! | #REF!
[7 empty] | #REF! | #REF! | #REF! | #REF! |  | #REF! | #REF! | #REF! | #REF! |  | #REF! | #REF! | #REF! | #REF! |  | #REF! | #REF! | #REF! | #REF! |  | #REF! | #REF! | #REF! | #REF! |  | #REF! | #REF! | #REF! | #REF! |  | #REF! | #REF! | #REF! | #REF! |  | #REF! | #REF! | #REF! | #REF! |  | #REF! | #REF! | #REF! | #REF! |  | #REF! | #REF! | #REF! | #REF! |  | #REF! | #REF! | #REF! | #REF! |  | #REF! | #REF! | #REF! | #REF! |  | #REF! | #REF! | #REF! | #REF! |  | #REF! | #REF! | #REF! | #REF! |  | #REF! | #REF! | #REF! | #REF! |  | #REF! | #REF! | #REF! | #REF! |  | #REF! | #REF! | #REF! | #REF! |  | #REF! | #REF! | #REF! | #REF! |  | #REF! | #REF! | #REF! | #REF! |  | #REF! | #REF! | #REF! | #REF! |  | #REF! | #REF! | #REF! | #REF! |  | #REF! | #REF! | #REF! | #REF! |  | #REF! | #REF! | #REF! | #REF! |  | #REF! | #REF! | #REF! | #REF! | #REF! | #REF! | #REF! | #REF! |  |  | No Amendment | #REF! | #REF! | #REF!
[7 empty] | #REF! | #REF! | #REF! | #REF! |  | #REF! | #REF! | #REF! | #REF! |  | #REF! | #REF! | #REF! | #REF! |  | #REF! | #REF! | #REF! | #REF! |  | #REF! | #REF! | #REF! | #REF! |  | #REF! | #REF! | #REF! | #REF! |  | #REF! | #REF! | #REF! | #REF! |  | #REF! | #REF! | #REF! | #REF! |  | #REF! | #REF! | #REF! | #REF! |  | #REF! | #REF! | #REF! | #REF! |  | #REF! | #REF! | #REF! | #REF! |  | #REF! | #REF! | #REF! | #REF! |  | #REF! | #REF! | #REF! | #REF! |  | #REF! | #REF! | #REF! | #REF! |  | #REF! | #REF! | #REF! | #REF! |  | #REF! | #REF! | #REF! | #REF! |  | #REF! | #REF! | #REF! | #REF! |  | #REF! | #REF! | #REF! | #REF! |  | #REF! | #REF! | #REF! | #REF! |  | #REF! | #REF! | #REF! | #REF! |  | #REF! | #REF! | #REF! | #REF! |  | #REF! | #REF! | #REF! | #REF! |  | #REF! | #REF! | #REF! | #REF! |  | #REF! | #REF! | #REF! | #REF! | #REF! | #REF! | #REF! | #REF! |  |  | No Amendment | #REF! | #REF! | #REF!
[7 empty] | #REF! | #REF! | #REF! | #REF! |  | #REF! | #REF! | #REF! | #REF! |  | #REF! | #REF! | #REF! | #REF! |  | #REF! | #REF! | #REF! | #REF! |  | #REF! | #REF! | #REF! | #REF! |  | #REF! | #REF! | #REF! | #REF! |  | #REF! | #REF! | #REF! | #REF! |  | #REF! | #REF! | #REF! | #REF! |  | #REF! | #REF! | #REF! | #REF! |  | #REF! | #REF! | #REF! | #REF! |  | #REF! | #REF! | #REF! | #REF! |  | #REF! | #REF! | #REF! | #REF! |  | #REF! | #REF! | #REF! | #REF! |  | #REF! | #REF! | #REF! | #REF! |  | #REF! | #REF! | #REF! | #REF! |  | #REF! | #REF! | #REF! | #REF! |  | #REF! | #REF! | #REF! | #REF! |  | #REF! | #REF! | #REF! | #REF! |  | #REF! | #REF! | #REF! | #REF! |  | #REF! | #REF! | #REF! | #REF! |  | #REF! | #REF! | #REF! | #REF! |  | #REF! | #REF! | #REF! | #REF! |  | #REF! | #REF! | #REF! | #REF! |  | #REF! | #REF! | #REF! | #REF! | #REF! | #REF! | #REF! | #REF! |  |  | No Amendment | #REF! | #REF! | #REF!
[7 empty] | #REF! | #REF! | #REF! | #REF! |  | #REF! | #REF! | #REF! | #REF! |  | #REF! | #REF! | #REF! | #REF! |  | #REF! | #REF! | #REF! | #REF! |  | #REF! | #REF! | #REF! | #REF! |  | #REF! | #REF! | #REF! | #REF! |  | #REF! | #REF! | #REF! | #REF! |  | #REF! | #REF! | #REF! | #REF! |  | #REF! | #REF! | #REF! | #REF! |  | #REF! | #REF! | #REF! | #REF! |  | #REF! | #REF! | #REF! | #REF! |  | #REF! | #REF! | #REF! | #REF! |  | #REF! | #REF! | #REF! | #REF! |  | #REF! | #REF! | #REF! | #REF! |  | #REF! | #REF! | #REF! | #REF! |  | #REF! | #REF! | #REF! | #REF! |  | #REF! | #REF! | #REF! | #REF! |  | #REF! | #REF! | #REF! | #REF! |  | #REF! | #REF! | #REF! | #REF! |  | #REF! | #REF! | #REF! | #REF! |  | #REF! | #REF! | #REF! | #REF! |  | #REF! | #REF! | #REF! | #REF! |  | #REF! | #REF! | #REF! | #REF! |  | #REF! | #REF! | #REF! | #REF! | #REF! | #REF! | #REF! | #REF! |  |  | No Amendment | #REF! | #REF! | #REF!

## Series 0700 Pavements
Greenways Schedule of Rates
Series 700 - Pavements
0
Proposed Rates
Ref | Series | Sub-series | Item Description | Unit | Lower Range | Upper Range
700.1 | Pavement | Sub-base | Sub base,Granular Type B to clause 808 150mm thick, in carriageway, hardshoulder and hardstrip | m3 | 26.8214 | 61
700.2 | Pavement | Pavement | Pavement, Base, AC 32 Dense base 40/60 des; 100mm thick in carriageway, hardshoulder and hardstrip | m2 | 19.0789 | 47.3181
700.3 | Pavement | Pavement | Pavement, Binder Course, AC 20 Dense bin 40/60 des; 55mm thick in carriageway, hardshoulder and hardstrip | m2 | 12.7237 | 18.9272
700.4 | Pavement | Regulating | Surface regulating course - Asphalt Concrete AC20 dense bin 40/60 des to clause 3.1.4 (TII publication number CC-SPW-00900, September 2017) various depth; minimum 40mm thick | m3 | 216.6705 | 251.1324
700.5 | Pavement | Pavement | Pavement; surface Course - AC6 dense surf 70/100 recipe mix, 20mm thick | m2 | 8.8305 | 18.9243
700.6 | Pavement | Pavement | Pavement, Hot rolled asphalt with 14mm aggregate wearing course 40mm thick in carriageway, hardshoulder and hardstrip | m2 | 12.4586 | 23.2325
700.7 | Pavement | Pavement | Tack coat as per Appendix 7/4 | m2 | 1.0816 | 1.7746
700.8 | Pavement | Geotextile | Preparation of surface area fo clause 804. Supply and lay a layer of Terram Geotextile Membrane | m2 | 2.1199 | 5.9769
700.9 | Pavement | Cold Milling | Milling - 40mm tkick | m2 | 1.8596 | 5.2948
700.1 | Pavement | Cold Milling | Milling - 50mm thick | m2 | 2.0313 | 6.1356
700.11 | Pavement | Cold Milling | Milling - 100mm thick | m2 | 3.4891 | 10.4913
700.12 | Pavement | Surface treatment | High friction surfacing; 5mm typical depth; hot applied red coloured HFS; in accordance with specification appendix 7/10; on road cycle lanes | m2 | 31.9427 | 37.3805
700.13 | Pavement | Surface treatment | High friction surfacing; red epoxy resin with 6mm chips compacted to 6mm thickness | m2 | 28.7852 | 56.8423
700.14 | Pavement | Surface treatment | Bond Coat in accordance with 10.1.4, CC-SPW00900t | m2 | 0.52997 | 2.2365

## Series 1100 KFPs
Greenways Schedule of Rates
Series 1100 - Kerbs, Footways and Paved Areas
Proposed Rates
Ref | Series | Sub-series | Item Description | Unit | Lower Range | Upper Range
1100.1 | KFPA | Kerbs, Channels, Edgings, Combined Drainage and Kerb Blocks and Linear Drainage Channel Systems | Kerb, Standard in-situ concrete, grade C40, unreinforced ; straight or curved exceeding 12m radius in accordance with CC-SCD-01102 | m | 24.3169 | 50.2459
1100.2 | KFPA | Kerbs, Channels, Edgings, Combined Drainage and Kerb Blocks and Linear Drainage Channel Systems | Precast Concrete Kerb Type A; set in Concrete mix ST4; straight or curved exceeding 12m radius in accordance with CC-SCD-01101 | m | 22.4025 | 40.1985
1100.3 | KFPA | Kerbs, Channels, Edgings, Combined Drainage and Kerb Blocks and Linear Drainage Channel Systems | Precast Concrete Kerb Type D; set in Concrete mix ST4; straight or curved exceeding 12m radius in accordance with CC-SCD-01101 | m | 22.4025 | 40.1985
1100.4 | KFPA | Kerbs, Channels, Edgings, Combined Drainage and Kerb Blocks and Linear Drainage Channel Systems | Timber edging to sides of footpath/footway | m | 7 | 18.8836
1100.5 | KFPA | Kerbs, Channels, Edgings, Combined Drainage and Kerb Blocks and Linear Drainage Channel Systems | Precast concrete edging; 50 x 150 x 915mm; straight or curved exceeding 12 metres radius | m | 18 | 32.3287
1100.6 | KFPA | Additional Concrete for Kerbs, Channels, Edgings, Combined Drainage and Kerb Blocks and Linear Drainage Channel Systems | Additional in-situ concrete, C40, to insitu kerb | m3 | 136.5558 | 198.0065
1100.7 | KFPA | Footways and Paved Areas | Footpath; Cycle track construction; binder 50mm thick, AC20 dense bin 40/60 DES, Surface course 30mm thick SMA 14 surf PMB 65/105-60 des minimum PSV - 60. Minimum AAV-16; over Bond Coat; surfaces sloping at 10 degrees or less to the horizontal | m2 | 18.0272 | 31.9427
1100.8 | KFPA | Footways and Paved Areas | Footway; Cycle track construction; subbase 300mm thick, surface course 50mm thick AC14 close surf 70/100; surfaces sloping at 10 degrees or less to the horizontal | m2 | 24.4181 | 34.7772
1100.9 | KFPA | Footways and Paved Areas | Footway; Cycle track construction; subbase 150mm thick, surface course 50mm thick AC14 close surf 70/100; surfaces sloping at 10 degrees or less to the horizontal | m2 | 17.8239 | 25.3856
1100.1 | KFPA | Footways and Paved Areas | Footway; Cycle track construction; surface course only; 30mm thick AC14 close surf 70/100; surfaces sloping at 10 degrees or less to the horizontal | m2 | 13.4757 | 19.1927
1100.11 | KFPA | Footways and Paved Areas | Footpath; off-road cycle track; surface course 40mm SMA 10 surf, binder course 100mm AC20, sub-base 150mm, surfaces sloping at 10 degrees or less to the horizontal | m2 | 47.1157 | 67.1042
1100.12 | KFPA | Footways and Paved Areas | Footpath; off-road cycle track; surface course 30mm SMA 10 surf, binder course 50mm AC20, sub-base 150mm, surfaces sloping at 10 degrees or less to the horizontal | m2 | 38.4451 | 62.7263
1100.13 | KFPA | Footways and Paved Areas | Footpath; 100mm C40/50 concrete, 150mm sub-base, surfaces sloping at 10 degrees or less to the horizontal | m2 | 40.1473 | 58.5617
1100.14 | KFPA | Footways and Paved Areas | Paved Area; Buff Tactile Paving, 400 x 400 x 50mm, 3-6mm mortar joints on 30mm thick mortar bedding layer on 150mm C32/40 concrete on 150mm sub-base, surfaces sloping at 10 degrees or less to the horizontal | m2 | 101.3386 | 164.8979
1100.15 | KFPA | Footways and Paved Areas | Paved Area; Buff Tactile Paving, 400 x 400 x 65mm, 3-6mm mortar joints on 35mm thick mortar bedding layer on 125mm thick C15 CBGM Ttype B CBGM over 150mm sub-base, surfaces sloping at 10 degrees or less to the horizontal | m2 | 112.3443 | 218.8525
1100.16 | KFPA | Footways and Paved Areas | Paved Area; (shared surface); surface course 30mm AC10 dense surf 70/100, binder course 60mm AC20 dense base 40/60 rec; sub-base 150mm, surfaces sloping at 10 degrees or less to the horizontal | m2 | 33.2737 | 58.4159
1100.17 | KFPA | Footways and Paved Areas | Footway; Concrete, surface course 100mm concrete on 100mm granular sub-base in accordance with CC-SCD-01105 (Type 1 footway), sloping at 10 degrees or less to the horizontal | m2 | 34.5454 | 57.4275

## Series 1200 Traffic Signs
Greenways Schedule of Rates
Series 1200 - Traffic Signs and Road Markings
Proposed Rates
Ref | Series | Sub-series | Item Description | Unit | Lower Range | Upper Range
1200.1 | Traffic Signs and Road Markings | Permanent traffic sign | Permanent traffic sign; Retroflective; Advance Cycle Sign; 690mmx325mm; (CDS3); with black & yellow sleeves | nr | 460.4208 | 598.0878
1200.2 | Traffic Signs and Road Markings | Permanent traffic sign | Permanent traffic sign; Retroflective; Cycle Track Sign; 600mm; (RUS 009); with black & yellow sleeves | nr | 326 | 495.1437
1200.3 | Traffic Signs and Road Markings | Permanent traffic sign | Permament Traffic Sign, Retroreflective, Width 750mm, W 143 Cyclists (Public Road Junction). | nr | 221.4588 | 547.0748
1200.4 | Traffic Signs and Road Markings | Permanent traffic sign | Permanent traffic sign; Retroflective; Bus Stop Sign; 400mmx300mm; (RUS 031); with black & white sleeves | nr | 373.8049 | 440.5001
1200.5 | Traffic Signs and Road Markings | Permanent traffic sign | Permanent traffic sign; Retroflective; Directional Sign"; sign ref. DS-01; 1779 x 1125mm; 2.0m mounting height; 76mm dia | nr | 783.147 | 1892.7232
1200.6 | Traffic Signs and Road Markings | Permanent traffic sign | Permanent retroreflective traffic sign to RUS 044 as non-lit Sign Unit sign face exceeding 0.25 square metre but not exceeding 0.50 square metre in area on one tubular steel post | nr | 300.2156 | 545.2563
1200.7 | Traffic Signs and Road Markings | Permanent traffic sign | Permanent traffic sign; Retroflective; Keep Left Sign; 600mm; (RUS 001); with black & white sleeve | nr | 326 | 495.1437
1200.8 | Traffic Signs and Road Markings | Permanent traffic sign | Permanent traffic sign; retroflective with sign face, to be mounted on pole; RUS 058; Non lit | nr | 277 | 683.2243
1200.9 | Traffic Signs and Road Markings | Permanent traffic sign | Permanent traffic sign; Retroflective; New Ramp warning signs | nr | 385.9299 | 549.6577
1200.1 | Traffic Signs and Road Markings | Permanent traffic sign | Permanent traffic sign; Retroflective; No entry sign; 600mm; (RUS 050); with black and white sleeve | nr | 326 | 495.1437
1200.11 | Traffic Signs and Road Markings | Permanent traffic sign | RUS 026 - Yield Sign @ 600mm diameter | nr | 278 | 455.7738
1200.12 | Traffic Signs and Road Markings | Permanent traffic sign | RUS 027 - Stop Sign @ 600mm diameter | nr | 221 | 523.3268
1200.13 | Traffic Signs and Road Markings | Permanent traffic sign | Permanent traffic sign; retroflective with sign face, to be mounted on pole; W 015; Non lit | nr | 221.4588 | 479.1412
1200.14 | Traffic Signs and Road Markings | Permanent traffic sign | Traffic signal ahead; 600mm; (W042); with black & white sleeve | nr | 199.3989 | 373.8049
1200.15 | Traffic Signs and Road Markings | Permanent traffic sign | Roundabout ahead; 600mm; (W043); with black & white sleeve | nr | 199.3989 | 373.8049
1200.16 | Traffic Signs and Road Markings | Permanent traffic sign | RUS 005 -Turn Right Sign @ 600mm diameter | nr | 326 | 495.1437
1200.17 | Traffic Signs and Road Markings | Permanent traffic sign | RUS 018 - Parking Permitted L Sign @ 450mm diameter | nr | 346.9842 | 441.6095
1200.18 | Traffic Signs and Road Markings | Permanent traffic sign | Speed Limit Sign 80kph (RUS041); with black & white sleeve | nr | 199.8226 | 373.8049
1200.19 | Traffic Signs and Road Markings | Permanent traffic sign | RUS 043 - 50km/h Speed Limit Sign @ 600mm diameter | nr | 326 | 495.1437
1200.2 | Traffic Signs and Road Markings | Permanent traffic sign | RUS 050 - No Entry Sign @ 450mm diameter | nr | 346.9842 | 441.6095
1200.21 | Traffic Signs and Road Markings | Permanent traffic sign | W 002L - Side Road Sign @ 600mm dia | nr | 326 | 495.1437
1200.22 | Traffic Signs and Road Markings | Permanent traffic sign | W 142 - Children Crossing Sign @ 600mm dia | nr | 326 | 495.1437
1200.23 | Traffic Signs and Road Markings | Permanent traffic sign | Concealed Entrance Sign; with black & white sleeve | nr | 199.8226 | 373.8049
1200.24 | Traffic Signs and Road Markings | Permanent traffic sign | Convex Mirror; with black & white sleeve | nr | 279.5675 | 398.1719
1200.25 | Traffic Signs and Road Markings | Permanent traffic sign | Disabled Parking Bay Sign(F204); with black & white sleeve | nr | 199.8226 | 373.8049
1200.26 | Traffic Signs and Road Markings | Permanent traffic sign | Supply & Erect a Cyclist dismount sign and pole | nr | 397.4772 | 431.6445
1200.27 | Traffic Signs and Road Markings | Road Markings | Removal of road markings | m | 4.7817 | 12.2635
1200.28 | Traffic Signs and Road Markings | Road Markings | Road markings, Continuous line, Thermoplastic screed with applied solid glass bead to EN1436; 200mm wide | m | 2.3849 | 5.0399
1200.29 | Traffic Signs and Road Markings | Road Markings | Road markings, Continous line, Thermoplastic screed with applied solid glass bead to EN1436, 100mm wide, TSM Ref RRM 022 Cycle Track Edge Line, white, Reflectorised | m | 1.7534 | 2.6483
1200.3 | Traffic Signs and Road Markings | Road Markings | Road markings, Intermittent lines, Thermoplastic screed with applied solid glass bead to EN1436, 100mm wide broken marking with 750mm lines and 750mm gaps; Ref RRM 023 Cycle track broken edge line, white, reflectorised | m | 1.7534 | 2.1295
1200.31 | Traffic Signs and Road Markings | Road Markings | Road markings, Intermittent lines, Thermoplastic screed with applied solid glass bead to EN1436, 150mm wide broken marking with 2000mm lines and 2000mm gaps; Ref RRM 025 edge of carriageway (broken), yellow, reflectorised | m | 1.9318 | 3.2225
1200.32 | Traffic Signs and Road Markings | Road Markings | Road markings, Letters and numerals, Thermoplastic screed with applied solid glass bead to EN1436, 1600mm high, TSM Ref RRM030 Bus Stop Markings, white, reflectorised | nr | 90.3899 | 128.7371
1200.33 | Traffic Signs and Road Markings | Road Markings | Road markings, Letters and numerals, Thermoplastic screed with applied solid glass bead to EN1436, 1600mm high, TSM Ref M114 Stop Marking, white, reflectorised | nr | 15.9512 | 22.7183
1200.34 | Traffic Signs and Road Markings | Road Markings | Road markings, Continous line, Thermoplastic screed with applied solid glass bead to EN1436, 100mm wide, TSM Ref M 131, white, Reflectorised | m | 1.7534 | 2.6619
1200.35 | Traffic Signs and Road Markings | Road Markings | Road markings, Ancillary line, Chevrons, Thermoplastic screed with applied solid glass bead to EN1436, 100mm wide, TSM Ref RRM Ref Figure 7.14 (RRM 021), White, Reflectorised | m | 1.8992 | 9.6295
1200.36 | Traffic Signs and Road Markings | Road Markings | Road markings, Symbol, Thermoplastic screed with applied solid glass bead to EN1436, 1800mm long, TSM Ref Figure M 117 Cycle Track Direction Arrows, White, Reflectorised | nr | 28.7763 | 63.8855
1200.37 | Traffic Signs and Road Markings | Road Markings | Road markings, Symbol, Thermoplastic screed with applied solid glass bead to EN1436, 1800mm long, TSM Ref Figure M 119 Cycle Track Direction Arrows, White, Reflectorised | nr | 28.7763 | 66.7495
1200.38 | Traffic Signs and Road Markings | Road Markings | Road markings, Intermittent lines, Thermoplastic screed with applied solid glass bead to EN1436, 100mm wide, 300mm line and 300mm gap; Ref RRM 018C Cycle track yield line, white, reflectorised | m | 1.7534 | 7.7339
1200.39 | Traffic Signs and Road Markings | Road Markings | Road markings, Symbol, Thermoplastic screed with applied solid glass bead to EN1436, 1875mm long, TSM Ref Figure M 115C Cycle Track Yield Marking, White, Reflectorised | nr | 30.1965 | 58.5617
1200.4 | Traffic Signs and Road Markings | Road Markings | Road markings, Symbol, Thermoplastic screed with applied solid glass bead to EN1436, 1200mm long, TSM Ref Figure M 116 Cycle Symbol, White, Reflectorised | nr | 46.0421 | 145.9017
1200.41 | Traffic Signs and Road Markings | Road Markings | Road Markings, Symbol, Thermoplastic screed with applied solid glass bead to EN1436, 2500mm long, 1200mm width, Ref RRM 015, Disabled Person's Parking Bay Symbol, White, Reflectorised | nr | 78.3435 | 111.5801
1200.42 | Traffic Signs and Road Markings | Road Markings | Road markings, Symbol, Thermoplastic screed with applied solid glass bead to EN1436, 1200mm long, TSM Ref Figure M 111 Pedestrian Symbol, White, Reflectorised | nr | 34.5316 | 109.4262
1200.43 | Traffic Signs and Road Markings | Road Markings | Road markings, Letters and numerals, Thermoplastic screed with applied solid glass bead to EN1436, 300mm high, TSM Ref M107L, Look Left, white, reflectorised | nr | 11.3954 | 16.2298
1200.44 | Traffic Signs and Road Markings | Road Markings | Road markings, Letters and numerals, Thermoplastic screed with applied solid glass bead to EN1436, 1600mm high, TSM Ref M114, Stop marking, white, reflectorised | nr | 39.6732 | 177.6502
1200.45 | Traffic Signs and Road Markings | Street Furniture | Sheffield Cycle Stand | nr | 215 | 322
1200.46 | Traffic Signs and Road Markings | Street Furniture | Greenway Marker post/sign | nr | 102.3 | 145.7
1200.47 | Traffic Signs and Road Markings | Street Furniture | Hooded litter bin, 1080mmx480mm dia. 110L, min 12mm cast ductile iron, fully galvanised with powder coat finish | nr | 1505.625 | 2144.375
1200.48 | Traffic Signs and Road Markings | Street Furniture | Tree pit grille | nr | 1404.15 | 1999.85
1200.49 | Traffic Signs and Road Markings | Street Furniture | 600 x 200 x 2100mm powder coated, mild steel Totem | nr | 277.2 | 394.8

## Series 1300 Road Lighting
Greenways Schedule of Rates
Series 1300 Road Lighting Columns and Brackets
0
[5 empty] | Price increase due to Material Inflation |  |  |  | Proposed Rates
Ref | Series | Sub-series | Item Description | Unit | Material Type | % Amendment | Lower Range | Upper Range | Lower Range | Upper Range
1300.1 | Road Lighting | Road Lighting column | Road lighting columns and brackets, Galvanised Steel, 6m nominal height, single bracket arm 1m projection, 150w cut of lantern and photo cell switch | nr | Site Clearance | -10% | 605.8053 | 1356.8021 | 1021.4122 | 1530.5538
1300.2 | Road Lighting | Road Lighting column | Road lighting columns and brackets, Galvanised Steel, 8m nominal height, single bracket arm 1m projection, 150w cut of lantern and photo cell switch | nr |  |  |  |  | 1674.6038 | 2437.0649
1300.3 | Road Lighting | Road Lighting column | Road lighting columns and brackets, Galvanised Steel, 10m nominal height, single bracket arm 1m projection, 150w cut of lantern and photo cell switch. | nr |  |  |  |  | 1782.1342 | 2947.9097
1300.4 | Road Lighting | Road Lighting column foundations | Foundations only for public lighting columns including ST4 concrete, C25/30 concrete and 400mm dia HDPE pipe | nr | Steel | 20% | 270.6296 | 354.526 | 227.8899 | 298.1323
[5 empty] | Steel | 20% | 0 | 0
[5 empty] | Steel | 20% | 0 | 0
[5 empty] | Steel | 20% | 0 | 0
[5 empty] | Steel | 20% | 0 | 0
[5 empty] | Steel | 20% | 0 | 0
[5 empty] | Steel | 20% | 0 | 0
[5 empty] | Steel | 20% | 0 | 0
[5 empty] | Steel | 20% | 0 | 0
[5 empty] | Steel | 20% | 0 | 0
[5 empty] | Steel | 20% | 0 | 0
[5 empty] | Steel | 20% | 0 | 0
[5 empty] | Steel | 20% | 0 | 0
[5 empty] | Steel | 20% | 0 | 0
[5 empty] | Steel | 20% | 0 | 0
[5 empty] | Steel | 20% | 0 | 0
[5 empty] | Steel | 20% | 0 | 0
[5 empty] | Steel | 20% | 0 | 0
[5 empty] | Steel | 20% | 0 | 0
[5 empty] | Steel | 20% | 0 | 0
[5 empty] | Steel | 20% | 0 | 0
[5 empty] | Steel | 20% | 0 | 0
[5 empty] | Steel | 20% | 0 | 0
[5 empty] | Steel | 20% | 0 | 0
[5 empty] | Steel | 20% | 0 | 0
[5 empty] | Steel | 20% | 0 | 0
[5 empty] | Steel | 20% | 0 | 0
[5 empty] | Steel | 20% | 0 | 0
[5 empty] | Steel | 20% | 0 | 0
[5 empty] | Steel | 20% | 0 | 0
[5 empty] | Steel | 20% | 0 | 0
[5 empty] | Steel | 20% | 0 | 0
[5 empty] | Steel | 20% | 0 | 0
[5 empty] | No Amendment | 0% | 0 | 0
[5 empty] | No Amendment | 0% | 0 | 0
[5 empty] | No Amendment | 0% | 0 | 0
[5 empty] | No Amendment | 0% | 0 | 0
[5 empty] | No Amendment | 0% | 0 | 0
[5 empty] | No Amendment | 0% | 0 | 0
[5 empty] | No Amendment | 0% | 0 | 0
[5 empty] | No Amendment | 0% | 0 | 0
[5 empty] | No Amendment | 0% | 0 | 0
[5 empty] | No Amendment | 0% | 0 | 0
[5 empty] | No Amendment | 0% | 0 | 0
[5 empty] | No Amendment | 0% | 0 | 0
[5 empty] | No Amendment | 0% | 0 | 0
[5 empty] | No Amendment | 0% | 0 | 0
[5 empty] | No Amendment | 0% | 0 | 0
[5 empty] | No Amendment | 0% | 0 | 0
[5 empty] | No Amendment | 0% | 0 | 0
[5 empty] | No Amendment | 0% | 0 | 0
[5 empty] | No Amendment | 0% | 0 | 0
[5 empty] | No Amendment | 0% | 0 | 0
[5 empty] | No Amendment | 0% | 0 | 0
[5 empty] | No Amendment | 0% | 0 | 0
[5 empty] | No Amendment | 0% | 0 | 0
[5 empty] | No Amendment | 0% | 0 | 0
[5 empty] | No Amendment | 0% | 0 | 0
[5 empty] | No Amendment | 0% | 0 | 0
[5 empty] | No Amendment | 0% | 0 | 0
[5 empty] | No Amendment | 0% | 0 | 0
[5 empty] | No Amendment | 0% | 0 | 0
[5 empty] | No Amendment | 0% | 0 | 0
[5 empty] | No Amendment | 0% | 0 | 0
[5 empty] | No Amendment | 0% | 0 | 0
[5 empty] | No Amendment | 0% | 0 | 0
[5 empty] | No Amendment | 0% | 0 | 0
[5 empty] | No Amendment | 0% | 0 | 0
[5 empty] | No Amendment | 0% | 0 | 0
[5 empty] | No Amendment | 0% | 0 | 0
[5 empty] | No Amendment | 0% | 0 | 0
[5 empty] | No Amendment | 0% | 0 | 0
[5 empty] | No Amendment | 0% | 0 | 0
[5 empty] | No Amendment | 0% | 0 | 0
[5 empty] | No Amendment | 0% | 0 | 0
[5 empty] | No Amendment | 0% | 0 | 0
[5 empty] | No Amendment | 0% | 0 | 0
[5 empty] | No Amendment | 0% | 0 | 0
[5 empty] | No Amendment | 0% | 0 | 0
[5 empty] | No Amendment | 0% | 0 | 0
[5 empty] | No Amendment | 0% | 0 | 0
[5 empty] | No Amendment | 0% | 0 | 0
[5 empty] | No Amendment | 0% | 0 | 0
[5 empty] | No Amendment | 0% | 0 | 0
[5 empty] | No Amendment | 0% | 0 | 0
[5 empty] | No Amendment | 0% | 0 | 0
[5 empty] | No Amendment | 0% | 0 | 0
[5 empty] | No Amendment | 0% | 0 | 0
[5 empty] | No Amendment | 0% | 0 | 0
[5 empty] | No Amendment | 0% | 0 | 0
[5 empty] | No Amendment | 0% | 0 | 0
[5 empty] | No Amendment | 0% | 0 | 0
[5 empty] | No Amendment | 0% | 0 | 0
[5 empty] | No Amendment | 0% | 0 | 0
[5 empty] | No Amendment | 0% | 0 | 0
[5 empty] | No Amendment | 0% | 0 | 0
[5 empty] | No Amendment | 0% | 0 | 0
[5 empty] | No Amendment | 0% | 0 | 0
[5 empty] | No Amendment | 0% | 0 | 0
[5 empty] | No Amendment | 0% | 0 | 0
[5 empty] | No Amendment | 0% | 0 | 0
[5 empty] | No Amendment | 0% | 0 | 0
[5 empty] | No Amendment | 0% | 0 | 0
[5 empty] | No Amendment | 0% | 0 | 0
[5 empty] | No Amendment | 0% | 0 | 0
[5 empty] | No Amendment | 0% | 0 | 0
[5 empty] | No Amendment | 0% | 0 | 0
[5 empty] | No Amendment | 0% | 0 | 0
[5 empty] | No Amendment | 0% | 0 | 0
[5 empty] | No Amendment | 0% | 0 | 0
[5 empty] | No Amendment | 0% | 0 | 0
[5 empty] | No Amendment | 0% | 0 | 0
[5 empty] | No Amendment | 0% | 0 | 0
[5 empty] | No Amendment | 0% | 0 | 0
[5 empty] | No Amendment | 0% | 0 | 0
[5 empty] | No Amendment | 0% | 0 | 0
[5 empty] | No Amendment | 0% | 0 | 0
[5 empty] | No Amendment | 0% | 0 | 0
[5 empty] | No Amendment | 0% | 0 | 0
[5 empty] | No Amendment | 0% | 0 | 0
[5 empty] | No Amendment | 0% | 0 | 0
[5 empty] | No Amendment | 0% | 0 | 0
[5 empty] | No Amendment | 0% | 0 | 0
[5 empty] | No Amendment | 0% | 0 | 0
[5 empty] | No Amendment | 0% | 0 | 0
[5 empty] | No Amendment | 0% | 0 | 0
[5 empty] | No Amendment | 0% | 0 | 0
[5 empty] | No Amendment | 0% | 0 | 0
[5 empty] | No Amendment | 0% | 0 | 0
[5 empty] | No Amendment | 0% | 0 | 0
[5 empty] | No Amendment | 0% | 0 | 0
[5 empty] | No Amendment | 0% | 0 | 0
[5 empty] | No Amendment | 0% | 0 | 0
[5 empty] | No Amendment | 0% | 0 | 0
[5 empty] | No Amendment | 0% | 0 | 0
[5 empty] | No Amendment | 0% | 0 | 0
[5 empty] | No Amendment | 0% | 0 | 0
[5 empty] | No Amendment | 0% | 0 | 0
[5 empty] | No Amendment | 0% | 0 | 0
[5 empty] | No Amendment | 0% | 0 | 0
[5 empty] | No Amendment | 0% | 0 | 0
[5 empty] | No Amendment | 0% | 0 | 0
[5 empty] | No Amendment | 0% | 0 | 0
[5 empty] | No Amendment | 0% | 0 | 0
[5 empty] | No Amendment | 0% | 0 | 0
[5 empty] | No Amendment | 0% | 0 | 0
[5 empty] | No Amendment | 0% | 0 | 0
[5 empty] | No Amendment | 0% | 0 | 0
[5 empty] | No Amendment | 0% | 0 | 0
[5 empty] | No Amendment | 0% | 0 | 0
[5 empty] | No Amendment | 0% | 0 | 0
[5 empty] | No Amendment | 0% | 0 | 0
[5 empty] | No Amendment | 0% | 0 | 0
[5 empty] | No Amendment | 0% | 0 | 0
[5 empty] | No Amendment | 0% | 0 | 0
[5 empty] | No Amendment | 0% | 0 | 0
[5 empty] | No Amendment | 0% | 0 | 0
[5 empty] | No Amendment | 0% | 0 | 0
[5 empty] | No Amendment | 0% | 0 | 0
[5 empty] | No Amendment | 0% | 0 | 0
[5 empty] | No Amendment | 0% | 0 | 0
[5 empty] | No Amendment | 0% | 0 | 0
[5 empty] | No Amendment | 0% | 0 | 0
[5 empty] | No Amendment | 0% | 0 | 0
[5 empty] | No Amendment | 0% | 0 | 0
[5 empty] | No Amendment | 0% | 0 | 0
[5 empty] | No Amendment | 0% | 0 | 0
[5 empty] | No Amendment | 0% | 0 | 0
[5 empty] | No Amendment | 0% | 0 | 0
[5 empty] | No Amendment | 0% | 0 | 0
[5 empty] | No Amendment | 0% | 0 | 0
[5 empty] | No Amendment | 0% | 0 | 0
[5 empty] | No Amendment | 0% | 0 | 0
[5 empty] | No Amendment | 0% | 0 | 0
[5 empty] | No Amendment | 0% | 0 | 0
[5 empty] | No Amendment | 0% | 0 | 0
[5 empty] | No Amendment | 0% | 0 | 0
[5 empty] | No Amendment | 0% | 0 | 0
[5 empty] | No Amendment | 0% | 0 | 0
[5 empty] | No Amendment | 0% | 0 | 0
[5 empty] | No Amendment | 0% | 0 | 0
[5 empty] | No Amendment | 0% | 0 | 0
[5 empty] | Earthworks | -10% | 0 | 0
[5 empty] | Earthworks | -10% | 0 | 0
[5 empty] | Earthworks | -10% | 0 | 0
[5 empty] | Earthworks | -10% | 0 | 0
[5 empty] | Earthworks | -10% | 0 | 0
[5 empty] | No Amendment | 0% | 0 | 0
[5 empty] | Earthworks | -10% | 0 | 0
[5 empty] | Earthworks | -10% | 0 | 0
[5 empty] | Earthworks | -10% | 0 | 0
[5 empty] | Earthworks | -10% | 0 | 0
[5 empty] | Earthworks | -10% | 0 | 0
[5 empty] | Earthworks | -10% | 0 | 0
[5 empty] | Earthworks | -10% | 0 | 0
[5 empty] | Earthworks | -10% | 0 | 0
[5 empty] | Earthworks | -10% | 0 | 0
[5 empty] | Earthworks | -10% | 0 | 0
[5 empty] | Earthworks | -10% | 0 | 0
[5 empty] | Earthworks | -10% | 0 | 0
[5 empty] | Earthworks | -10% | 0 | 0
[5 empty] | Earthworks | -10% | 0 | 0
[5 empty] | Earthworks | -10% | 0 | 0
[5 empty] | Earthworks | -10% | 0 | 0
[5 empty] | Earthworks | -10% | 0 | 0
[5 empty] | Earthworks | -10% | 0 | 0
[5 empty] | Earthworks | -10% | 0 | 0
[5 empty] | Earthworks | -10% | 0 | 0
[5 empty] | Earthworks | -10% | 0 | 0
[5 empty] | Earthworks | -10% | 0 | 0
[5 empty] | No Amendment | 0% | 0 | 0
[5 empty] | No Amendment | 0% | 0 | 0
[5 empty] | No Amendment | 0% | 0 | 0
[5 empty] | No Amendment | 0% | 0 | 0
[5 empty] | Earthworks | -10% | 0 | 0
[5 empty] | Earthworks | -10% | 0 | 0
[5 empty] | Earthworks | -10% | 0 | 0
[5 empty] | Earthworks | -10% | 0 | 0
[5 empty] | Earthworks | -10% | 0 | 0
[5 empty] | Earthworks | -10% | 0 | 0
[5 empty] | Earthworks | -10% | 0 | 0
[5 empty] | Earthworks | -10% | 0 | 0
[5 empty] | Earthworks | -10% | 0 | 0
[5 empty] | Earthworks | -10% | 0 | 0
[5 empty] | Earthworks | -10% | 0 | 0
[5 empty] | Earthworks | -10% | 0 | 0
[5 empty] | Earthworks | -10% | 0 | 0
[5 empty] | Earthworks | -10% | 0 | 0
[5 empty] | Earthworks | -10% | 0 | 0
[5 empty] | Earthworks | -10% | 0 | 0
[5 empty] | Site Clearance | -10% | 0 | 0
[5 empty] | Site Clearance | -10% | 0 | 0
[5 empty] | No Amendment | 0% | 0 | 0
[5 empty] | No Amendment | 0% | 0 | 0
[5 empty] | Earthworks | -10% | 0 | 0
[5 empty] | Earthworks | -10% | 0 | 0
[5 empty] | Earthworks | -10% | 0 | 0
[5 empty] | Earthworks | -10% | 0 | 0
[5 empty] | Earthworks | -10% | 0 | 0
[5 empty] | Earthworks | -10% | 0 | 0
[5 empty] | Earthworks | -10% | 0 | 0
[5 empty] | Earthworks | -10% | 0 | 0
[5 empty] | Earthworks | -10% | 0 | 0
[5 empty] | Earthworks | -10% | 0 | 0
[5 empty] | Earthworks | -10% | 0 | 0
[5 empty] | Earthworks | -10% | 0 | 0
[5 empty] | Earthworks | -10% | 0 | 0
[5 empty] | Earthworks | -10% | 0 | 0
[5 empty] | Earthworks | -10% | 0 | 0
[5 empty] | Earthworks | -10% | 0 | 0
[5 empty] | Earthworks | -10% | 0 | 0
[5 empty] | Earthworks | -10% | 0 | 0
[5 empty] | Earthworks | -10% | 0 | 0
[5 empty] | Earthworks | -10% | 0 | 0
[5 empty] | Earthworks | -10% | 0 | 0
[5 empty] | Earthworks | -10% | 0 | 0
[5 empty] | Earthworks | -10% | 0 | 0
[5 empty] | Earthworks | -10% | 0 | 0
[5 empty] | Earthworks | -10% | 0 | 0
[5 empty] | Earthworks | -10% | 0 | 0
[5 empty] | Earthworks | -10% | 0 | 0
[5 empty] | No Amendment | 0% | 0 | 0
[5 empty] | No Amendment | 0% | 0 | 0
[5 empty] | No Amendment | 0% | 0 | 0
[5 empty] | Earthworks | -10% | 0 | 0
[5 empty] | Earthworks | -10% | 0 | 0
[5 empty] | Earthworks | -10% | 0 | 0
[5 empty] | Earthworks | -10% | 0 | 0
[5 empty] | Earthworks | -10% | 0 | 0
[5 empty] | Earthworks | -10% | 0 | 0
[5 empty] | Earthworks | -10% | 0 | 0
[5 empty] | Earthworks | -10% | 0 | 0
[5 empty] | Earthworks | -10% | 0 | 0
[5 empty] | Earthworks | -10% | 0 | 0
[5 empty] | Site Clearance | -10% | 0 | 0
[5 empty] | No Amendment | 0% | 0 | 0
[5 empty] | No Amendment | 0% | 0 | 0
[5 empty] | Pavements | 10% | 0 | 0
[5 empty] | Pavements | 10% | 0 | 0
[5 empty] | Pavements | 10% | 0 | 0
[5 empty] | Pavements | 10% | 0 | 0
[5 empty] | Pavements | 10% | 0 | 0
[5 empty] | Pavements | 10% | 0 | 0
[5 empty] | Pavements | 10% | 0 | 0
[5 empty] | Pavements | 10% | 0 | 0
[5 empty] | Pavements | 10% | 0 | 0
[5 empty] | Pavements | 10% | 0 | 0
[5 empty] | Pavements | 10% | 0 | 0
[5 empty] | Pavements | 10% | 0 | 0
[5 empty] | Pavements | 10% | 0 | 0
[5 empty] | Pavements | 10% | 0 | 0
[5 empty] | Pavements | 10% | 0 | 0
[5 empty] | Pavements | 10% | 0 | 0
[5 empty] | Pavements | 10% | 0 | 0
[5 empty] | Pavements | 10% | 0 | 0
[5 empty] | Bitumen | 10% | 0 | 0
[5 empty] | Bitumen | 10% | 0 | 0
[5 empty] | Bitumen | 10% | 0 | 0
[5 empty] | Pavements | 10% | 0 | 0
[5 empty] | Pavements | 10% | 0 | 0
[5 empty] | Pavements | 10% | 0 | 0
[5 empty] | No Amendment | 0% | 0 | 0
[5 empty] | No Amendment | 0% | 0 | 0
[5 empty] | No Amendment | 0% | 0 | 0
[5 empty] | No Amendment | 0% | 0 | 0
[5 empty] | No Amendment | 0% | 0 | 0
[5 empty] | No Amendment | 0% | 0 | 0
[5 empty] | No Amendment | 0% | 0 | 0
[5 empty] | No Amendment | 0% | 0 | 0
[5 empty] | No Amendment | 0% | 0 | 0
[5 empty] | No Amendment | 0% | 0 | 0
[5 empty] | No Amendment | 0% | 0 | 0
[5 empty] | Pavements | 10% | 0 | 0
[5 empty] | Pavements | 10% | 0 | 0
[5 empty] | Pavements | 10% | 0 | 0
[5 empty] | Pavements | 10% | 0 | 0
[5 empty] | Pavements | 10% | 0 | 0
[5 empty] | Pavements | 10% | 0 | 0
[5 empty] | No Amendment | 0% | 0 | 0
[5 empty] | Timber | 15% | 0 | 0
[5 empty] | Pavements | 10% | 0 | 0
[5 empty] | Pavements | 10% | 0 | 0
[5 empty] | Pavements | 10% | 0 | 0
[5 empty] | Pavements | 10% | 0 | 0
[5 empty] | No Amendment | 0% | 0 | 0
[5 empty] | Pavements | 10% | 0 | 0
[5 empty] | Pavements | 10% | 0 | 0
[5 empty] | Pavements | 10% | 0 | 0
[5 empty] | Pavements | 10% | 0 | 0
[5 empty] | No Amendment | 0% | 0 | 0
[5 empty] | No Amendment | 0% | 0 | 0
[5 empty] | Signs | 10% | 0 | 0
[5 empty] | Signs | 10% | 0 | 0
[5 empty] | Signs | 10% | 0 | 0
[5 empty] | Signs | 10% | 0 | 0
[5 empty] | Signs | 10% | 0 | 0
[5 empty] | Signs | 10% | 0 | 0
[5 empty] | Signs | 10% | 0 | 0
[5 empty] | Signs | 10% | 0 | 0
[5 empty] | Signs | 10% | 0 | 0
[5 empty] | Signs | 10% | 0 | 0
[5 empty] | Signs | 10% | 0 | 0
[5 empty] | Signs | 10% | 0 | 0
[5 empty] | Signs | 10% | 0 | 0
[5 empty] | Signs | 10% | 0 | 0
[5 empty] | Signs | 10% | 0 | 0
[5 empty] | Signs | 10% | 0 | 0
[5 empty] | Signs | 10% | 0 | 0
[5 empty] | Signs | 10% | 0 | 0
[5 empty] | Signs | 10% | 0 | 0
[5 empty] | Signs | 10% | 0 | 0
[5 empty] | Signs | 10% | 0 | 0
[5 empty] | Signs | 10% | 0 | 0
[5 empty] | Signs | 10% | 0 | 0
[5 empty] | Signs | 10% | 0 | 0
[5 empty] | Signs | 10% | 0 | 0
[5 empty] | Signs | 10% | 0 | 0
[5 empty] | Signs | 10% | 0 | 0
[5 empty] | Signs | 10% | 0 | 0
[5 empty] | Signs | 10% | 0 | 0
[5 empty] | Signs | 10% | 0 | 0
[5 empty] | Signs | 10% | 0 | 0
[5 empty] | Signs | 10% | 0 | 0
[5 empty] | Signs | 10% | 0 | 0
[5 empty] | Signs | 10% | 0 | 0
[5 empty] | Signs | 10% | 0 | 0
[5 empty] | Signs | 10% | 0 | 0
[5 empty] | Signs | 10% | 0 | 0
[5 empty] | Signs | 10% | 0 | 0
[5 empty] | Signs | 10% | 0 | 0
[5 empty] | Signs | 10% | 0 | 0
[5 empty] | Signs | 10% | 0 | 0
[5 empty] | Signs | 10% | 0 | 0
[5 empty] | Signs | 10% | 0 | 0
[5 empty] | Signs | 10% | 0 | 0
[5 empty] | Signs | 10% | 0 | 0
[5 empty] | No Amendment | 0% | 0 | 0
[5 empty] | No Amendment | 0% | 0 | 0
[5 empty] | No Amendment | 0% | 0 | 0
[5 empty] | No Amendment | 0% | 0 | 0
[5 empty] | No Amendment | 0% | 0 | 0
[5 empty] | No Amendment | 0% | 0 | 0
[5 empty] | No Amendment | 0% | 0 | 0
[5 empty] | No Amendment | 0% | 0 | 0
[5 empty] | No Amendment | 0% | 0 | 0
[5 empty] | No Amendment | 0% | 0 | 0
[5 empty] | No Amendment | 0% | 0 | 0
[5 empty] | No Amendment | 0% | 0 | 0
[5 empty] | No Amendment | 0% | 0 | 0
[5 empty] | No Amendment | 0% | 0 | 0
[5 empty] | No Amendment | 0% | 0 | 0
[5 empty] | No Amendment | 0% | 0 | 0
[5 empty] | No Amendment | 0% | 0 | 0
[5 empty] | No Amendment | 0% | 0 | 0
[5 empty] | No Amendment | 0% | 0 | 0
[5 empty] | No Amendment | 0% | 0 | 0
[5 empty] | No Amendment | 0% | 0 | 0
[5 empty] | No Amendment | 0% | 0 | 0
[5 empty] | No Amendment | 0% | 0 | 0
[5 empty] | No Amendment | 0% | 0 | 0
[5 empty] | No Amendment | 0% | 0 | 0
[5 empty] | No Amendment | 0% | 0 | 0
[5 empty] | No Amendment | 0% | 0 | 0
[5 empty] | No Amendment | 0% | 0 | 0
[5 empty] | No Amendment | 0% | 0 | 0
[5 empty] | No Amendment | 0% | 0 | 0
[5 empty] | No Amendment | 0% | 0 | 0
[5 empty] | No Amendment | 0% | 0 | 0
[5 empty] | No Amendment | 0% | 0 | 0
[5 empty] | No Amendment | 0% | 0 | 0
[5 empty] | No Amendment | 0% | 0 | 0
[5 empty] | No Amendment | 0% | 0 | 0
[5 empty] | No Amendment | 0% | 0 | 0
[5 empty] | No Amendment | 0% | 0 | 0
[5 empty] | No Amendment | 0% | 0 | 0
[5 empty] | No Amendment | 0% | 0 | 0
[5 empty] | No Amendment | 0% | 0 | 0
[5 empty] | No Amendment | 0% | 0 | 0
[5 empty] | No Amendment | 0% | 0 | 0
[5 empty] | No Amendment | 0% | 0 | 0
[5 empty] | No Amendment | 0% | 0 | 0
[5 empty] | No Amendment | 0% | 0 | 0
[5 empty] | No Amendment | 0% | 0 | 0
[5 empty] | No Amendment | 0% | 0 | 0
[5 empty] | No Amendment | 0% | 0 | 0
[5 empty] | No Amendment | 0% | 0 | 0
[5 empty] | No Amendment | 0% | 0 | 0
[5 empty] | No Amendment | 0% | 0 | 0
[5 empty] | No Amendment | 0% | 0 | 0
[5 empty] | No Amendment | 0% | 0 | 0
[5 empty] | No Amendment | 0% | 0 | 0
[5 empty] | No Amendment | 0% | 0 | 0
[5 empty] | SL Columns | 20% | 0 | 0
[5 empty] | SL Columns | 20% | 0 | 0
[5 empty] | SL Columns | 20% | 0 | 0
[5 empty] | SL Columns | 20% | 0 | 0
[5 empty] | SL Columns | 20% | 0 | 0
[5 empty] | SL Columns | 20% | 0 | 0
[5 empty] | SL Columns | 20% | 0 | 0
[5 empty] | SL Columns | 20% | 0 | 0
[5 empty] | SL Columns | 20% | 0 | 0
[5 empty] | SL Columns | 20% | 0 | 0
[5 empty] | SL Columns | 20% | 0 | 0
[5 empty] | SL Columns | 20% | 0 | 0
[5 empty] | SL Columns | 20% | 0 | 0
[5 empty] | SL Columns | 20% | 0 | 0
[5 empty] | SL Columns | 20% | 0 | 0
[5 empty] | SL Columns | 20% | 0 | 0
[5 empty] | SL Columns | 20% | 0 | 0
[5 empty] | No Amendment | 0% | 0 | 0
[5 empty] | No Amendment | 0% | 0 | 0
[5 empty] | No Amendment | 0% | 0 | 0
[5 empty] | No Amendment | 0% | 0 | 0
[5 empty] | No Amendment | 0% | 0 | 0
[5 empty] | No Amendment | 0% | 0 | 0
[5 empty] | No Amendment | 0% | 0 | 0
[5 empty] | No Amendment | 0% | 0 | 0
[5 empty] | No Amendment | 0% | 0 | 0
[5 empty] | No Amendment | 0% | 0 | 0
[5 empty] | No Amendment | 0% | 0 | 0
[5 empty] | No Amendment | 0% | 0 | 0
[5 empty] | No Amendment | 0% | 0 | 0
[5 empty] | No Amendment | 0% | 0 | 0
[5 empty] | No Amendment | 0% | 0 | 0
[5 empty] | No Amendment | 0% | 0 | 0
[5 empty] | No Amendment | 0% | 0 | 0
[5 empty] | No Amendment | 0% | 0 | 0
[5 empty] | No Amendment | 0% | 0 | 0
[5 empty] | No Amendment | 0% | 0 | 0
[5 empty] | No Amendment | 0% | 0 | 0
[5 empty] | No Amendment | 0% | 0 | 0
[5 empty] | No Amendment | 0% | 0 | 0
[5 empty] | No Amendment | 0% | 0 | 0
[5 empty] | No Amendment | 0% | 0 | 0
[5 empty] | No Amendment | 0% | 0 | 0
[5 empty] | No Amendment | 0% | 0 | 0
[5 empty] | No Amendment | 0% | 0 | 0
[5 empty] | No Amendment | 0% | 0 | 0
[5 empty] | Formwork | 15% | 0 | 0
[5 empty] | Formwork | 15% | 0 | 0
[5 empty] | Formwork | 15% | 0 | 0
[5 empty] | Formwork | 15% | 0 | 0
[5 empty] | Formwork | 15% | 0 | 0
[5 empty] | Formwork | 15% | 0 | 0
[5 empty] | Formwork | 15% | 0 | 0
[5 empty] | Formwork | 15% | 0 | 0
[5 empty] | Formwork | 15% | 0 | 0
[5 empty] | Formwork | 15% | 0 | 0
[5 empty] | Formwork | 15% | 0 | 0
[5 empty] | Formwork | 15% | 0 | 0
[5 empty] | Formwork | 15% | 0 | 0
[5 empty] | Formwork | 15% | 0 | 0
[5 empty] | Formwork | 15% | 0 | 0
[5 empty] | Formwork | 15% | 0 | 0
[5 empty] | Formwork | 15% | 0 | 0
[5 empty] | Formwork | 15% | 0 | 0
[5 empty] | Formwork | 15% | 0 | 0
[5 empty] | Rebar | 20% | 0 | 0
[5 empty] | Rebar | 20% | 0 | 0
[5 empty] | Rebar | 20% | 0 | 0
[5 empty] | Rebar | 20% | 0 | 0
[5 empty] | Rebar | 20% | 0 | 0
[5 empty] | Rebar | 20% | 0 | 0
[5 empty] | Rebar | 20% | 0 | 0
[5 empty] | Rebar | 20% | 0 | 0
[5 empty] | Rebar | 20% | 0 | 0
[5 empty] | Rebar | 20% | 0 | 0
[5 empty] | No Amendment | 0% | 0 | 0
[5 empty] | No Amendment | 0% | 0 | 0
[5 empty] | No Amendment | 0% | 0 | 0
[5 empty] | No Amendment | 0% | 0 | 0
[5 empty] | No Amendment | 0% | 0 | 0
[5 empty] | No Amendment | 0% | 0 | 0
[5 empty] | No Amendment | 0% | 0 | 0
[5 empty] | No Amendment | 0% | 0 | 0
[5 empty] | No Amendment | 0% | 0 | 0
[5 empty] | No Amendment | 0% | 0 | 0
[5 empty] | No Amendment | 0% | 0 | 0
[5 empty] | No Amendment | 0% | 0 | 0
[5 empty] | No Amendment | 0% | 0 | 0
[5 empty] | No Amendment | 0% | 0 | 0
[5 empty] | No Amendment | 0% | 0 | 0
[5 empty] | No Amendment | 0% | 0 | 0
[5 empty] | No Amendment | 0% | 0 | 0
[5 empty] | No Amendment | 0% | 0 | 0
[5 empty] | No Amendment | 0% | 0 | 0
[5 empty] | No Amendment | 0% | 0 | 0
[5 empty] | No Amendment | 0% | 0 | 0
[5 empty] | No Amendment | 0% | 0 | 0
[5 empty] | No Amendment | 0% | 0 | 0
[5 empty] | No Amendment | 0% | 0 | 0
[5 empty] | No Amendment | 0% | 0 | 0
[5 empty] | No Amendment | 0% | 0 | 0
[5 empty] | No Amendment | 0% | 0 | 0
[5 empty] | No Amendment | 0% | 0 | 0
[5 empty] | No Amendment | 0% | 0 | 0
[5 empty] | No Amendment | 0% | 0 | 0
[5 empty] | No Amendment | 0% | 0 | 0
[5 empty] | Rebar | 20% | 0 | 0
[5 empty] | Rebar | 20% | 0 | 0
[5 empty] | Formwork | 15% | 0 | 0
[5 empty] | Formwork | 15% | 0 | 0
[5 empty] | Formwork | 15% | 0 | 0
[5 empty] | Formwork | 15% | 0 | 0
[5 empty] | Formwork | 15% | 0 | 0
[5 empty] | Formwork | 15% | 0 | 0
[5 empty] | Formwork | 15% | 0 | 0
[5 empty] | Formwork | 15% | 0 | 0
[5 empty] | Formwork | 15% | 0 | 0
[5 empty] | Formwork | 15% | 0 | 0
[5 empty] | Formwork | 15% | 0 | 0
[5 empty] | Formwork | 15% | 0 | 0
[5 empty] | Formwork | 15% | 0 | 0
[5 empty] | Formwork | 15% | 0 | 0
[5 empty] | Formwork | 15% | 0 | 0
[5 empty] | Formwork | 15% | 0 | 0
[5 empty] | No Amendment | 0% | 0 | 0
[5 empty] | No Amendment | 0% | 0 | 0
[5 empty] | Rebar | 20% | 0 | 0
[5 empty] | Rebar | 20% | 0 | 0
[5 empty] | Rebar | 20% | 0 | 0
[5 empty] | Rebar | 20% | 0 | 0
[5 empty] | Rebar | 20% | 0 | 0
[5 empty] | Rebar | 20% | 0 | 0
[5 empty] | Rebar | 20% | 0 | 0
[5 empty] | Rebar | 20% | 0 | 0
[5 empty] | Rebar | 20% | 0 | 0
[5 empty] | Rebar | 20% | 0 | 0
[5 empty] | Rebar | 20% | 0 | 0
[5 empty] | Rebar | 20% | 0 | 0
[5 empty] | Rebar | 20% | 0 | 0
[5 empty] | Site Clearance | -10% | 0 | 0
[5 empty] | No Amendment | 0% | 0 | 0
[5 empty] | No Amendment | 0% | 0 | 0
[5 empty] | No Amendment | 0% | 0 | 0
[5 empty] | No Amendment | 0% | 0 | 0
[5 empty] | No Amendment | 0% | 0 | 0
[5 empty] | No Amendment | 0% | 0 | 0
[5 empty] | No Amendment | 0% | 0 | 0
[5 empty] | No Amendment | 0% | 0 | 0
[5 empty] | No Amendment | 0% | 0 | 0
[5 empty] | No Amendment | 0% | 0 | 0
[5 empty] | No Amendment | 0% | 0 | 0
[5 empty] | No Amendment | 0% | 0 | 0
[5 empty] | No Amendment | 0% | 0 | 0
[5 empty] | No Amendment | 0% | 0 | 0
[5 empty] | No Amendment | 0% | 0 | 0
[5 empty] | No Amendment | 0% | 0 | 0
[5 empty] | No Amendment | 0% | 0 | 0
[5 empty] | No Amendment | 0% | 0 | 0
[5 empty] | No Amendment | 0% | 0 | 0
[5 empty] | No Amendment | 0% | 0 | 0
[5 empty] | No Amendment | 0% | 0 | 0
[5 empty] | No Amendment | 0% | 0 | 0
[5 empty] | No Amendment | 0% | 0 | 0
[5 empty] | No Amendment | 0% | 0 | 0
[5 empty] | No Amendment | 0% | 0 | 0
[5 empty] | No Amendment | 0% | 0 | 0
[5 empty] | No Amendment | 0% | 0 | 0
[5 empty] | No Amendment | 0% | 0 | 0
[5 empty] | No Amendment | 0% | 0 | 0
[5 empty] | No Amendment | 0% | 0 | 0
[5 empty] | No Amendment | 0% | 0 | 0
[5 empty] | No Amendment | 0% | 0 | 0
[5 empty] | No Amendment | 0% | 0 | 0
[5 empty] | No Amendment | 0% | 0 | 0
[5 empty] | No Amendment | 0% | 0 | 0
[5 empty] | No Amendment | 0% | 0 | 0
[5 empty] | No Amendment | 0% | 0 | 0
[5 empty] | No Amendment | 0% | 0 | 0
[5 empty] | No Amendment | 0% | 0 | 0
[5 empty] | No Amendment | 0% | 0 | 0
[5 empty] | No Amendment | 0% | 0 | 0
[5 empty] | No Amendment | 0% | 0 | 0
[5 empty] | No Amendment | 0% | 0 | 0
[5 empty] | No Amendment | 0% | 0 | 0
[5 empty] | No Amendment | 0% | 0 | 0
[5 empty] | No Amendment | 0% | 0 | 0
[5 empty] | No Amendment | 0% | 0 | 0
[5 empty] | No Amendment | 0% | 0 | 0
[5 empty] | No Amendment | 0% | 0 | 0
[5 empty] | No Amendment | 0% | 0 | 0
[5 empty] | No Amendment | 0% | 0 | 0
[5 empty] | No Amendment | 0% | 0 | 0
[5 empty] | No Amendment | 0% | 0 | 0
[5 empty] | No Amendment | 0% | 0 | 0
[5 empty] | No Amendment | 0% | 0 | 0
[5 empty] | No Amendment | 0% | 0 | 0
[5 empty] | No Amendment | 0% | 0 | 0
[5 empty] | No Amendment | 0% | 0 | 0
[5 empty] | No Amendment | 0% | 0 | 0
[5 empty] | No Amendment | 0% | 0 | 0
[5 empty] | No Amendment | 0% | 0 | 0
[5 empty] | No Amendment | 0% | 0 | 0
[5 empty] | No Amendment | 0% | 0 | 0
[5 empty] | No Amendment | 0% | 0 | 0
[5 empty] | No Amendment | 0% | 0 | 0
[5 empty] | No Amendment | 0% | 0 | 0
[5 empty] | No Amendment | 0% | 0 | 0
[5 empty] | No Amendment | 0% | 0 | 0
[5 empty] | No Amendment | 0% | 0 | 0
[5 empty] | No Amendment | 0% | 0 | 0
[5 empty] | No Amendment | 0% | 0 | 0
[5 empty] | No Amendment | 0% | 0 | 0
[5 empty] | No Amendment | 0% | 0 | 0
[5 empty] | No Amendment | 0% | 0 | 0
[5 empty] | No Amendment | 0% | 0 | 0
[5 empty] | No Amendment | 0% | 0 | 0
[5 empty] | No Amendment | 0% | 0 | 0
[5 empty] | No Amendment | 0% | 0 | 0
[5 empty] | No Amendment | 0% | 0 | 0
[5 empty] | No Amendment | 0% | 0 | 0
[5 empty] | No Amendment | 0% | 0 | 0
[5 empty] | No Amendment | 0% | 0 | 0
[5 empty] | No Amendment | 0% | 0 | 0
[5 empty] | No Amendment | 0% | 0 | 0
[5 empty] | No Amendment | 0% | 0 | 0
[5 empty] | No Amendment | 0% | 0 | 0

## Series 1400 Electrical Work
Greenways Schedule of Rates
Series 1400 - Electrical Work for Road Lighting and Traffic Signs
Proposed Rates
Ref | Series | Sub-series | Item Description | Unit | Lower Range | Upper Range
1400.1 | Locating buried cables |  | Locating buried road lighting and traffic sign cable in carriageways, footways, bridge decks and paved areas | m | 0.28878 | 7.0418
1400.2 | Feeder Pillars |  | Galvanised steel feeder pillar including marine plywood baseboard and all internal electrical equipment, standard, supplied by Transport Infrastructure Ireland | nr | 460.4208 | 909.0692
1400.3 | Cabling |  | Trench for cable, not exceeding 1.5m deep; in carriageways, footways, bridge decks and paved areas | m | 16.3854 | 33
1400.4 | Cabling |  | Cable, 7 core PVC/SWA/NYY 1.5mm2 cable, in carriageways, footways and bridge decks and paved areas | m | 7.2646 | 10.3465
1400.5 |  |  | Cable, 3 core PVC/SWA/NYY 1.5mm2 cable, in carriageways, footways and bridge decks and paved areas | m | 6.6473 | 9.4674
1400.6 |  |  | Cable, 3 core PVC/SWA/NYY 2.5mm2 cable, in carriageways, footways and bridge decks and paved areas | m | 5.313 | 8.5009
1400.7 |  |  | Cable, 2 core PVC/SWA/NYY 6mm2 cable, in carriageways, footways and bridge decks and paved areas | m | 4.4882 | 4.8751
1400.8 |  |  | Cable, 2 core PVC/SWA/NYY 10mm2 cable, in carriageways, footways and bridge decks and paved areas | m | 6.1678 | 8.7844
1400.9 |  |  | Cable, 3 core PVC/SWA/NYY 6mm2 cable, in carriageways, footways and bridge decks and paved areas | m | 4.1308 | 5.8833
1400.1 |  |  | Cable, 4 core PVC/SWA/NYY 6mm2 cable, in carriageways, footways and bridge decks and paved areas | m | 7.4545 | 10.617
1400.11 |  |  | Cable, 4 core PVC/SWA/NYY 10mm2 cable, in carriageways, footways and bridge decks and paved areas | m | 9.853 | 14.6529
1400.12 |  |  | Cable, 4 core PVC/SWA/NYY 25mm2 cable, in carriageways, footways and bridge decks and paved areas | m | 21.0451 | 30.2868
1400.13 | Cable Joints and Terminations |  | Cable termination, to road lighting columns, feeder pillars and subway lighting, SWA 2 core 6mm2 | nr | 33.8548 | 89.9727
1400.14 | Cable Joints and Terminations |  | Cable termination, to road lighting columns, feeder pillars and subway lighting, SWA 4 core 25mm2 | nr | 145.4457 | 207.15
1400.15 | Earth Electrodes |  | Drive, terminate, and connect galvanised steel or copper earth electrodes, 1.2m long, 22mm diameter within feeder pillar base, or in separate enclosure | nr | 32.2246 | 134.4483

## Series 1700 Structural Concrete
Greenways Schedule of Rates
Series 1700 - Structural Concrete
Proposed Rates
Ref | Series | Sub-series | Item Description | Unit | Lower Range | Upper Range
1700.1 | In Situ Concrete |  | In Situ Concrete; Class C25/30 | m3 | 134.7128 | 191.8637
1700.2 | In Situ Concrete |  | In Situ Concrete; Class C40/50 | m3 | 194.3012 | 315.3716
1700.3 | In Situ Concrete |  | In Situ Concrete; Class C32/40 | m3 | 150.3119 | 178.4296
1700.4 | In Situ Concrete |  | In Situ Concrete, mix ST1, blinding concrete, 50mm thick | m3 | 182.3771 | 245.1129
1700.5 | In Situ Concrete |  | In Situ Concrete, mix ST2, blinding concrete, 75mm thick | m3 | 175.1211 | 283.5912
1700.6 | Surface Finish of Concrete - Formwork |  | Formwork, more than 300mm wide at any inclination, Class F1 | m2 | 59.8994 | 117.7795
1700.7 | Surface Finish of Concrete - Formwork |  | Formwork, Vertical, more than 300mm, Class F1 | m2 | 41.0038 | 166.9025
1700.8 | Surface Finish of Concrete - Formwork |  | Formwork, curved of both girth and width more than 300mm, Class F1 | m2 | 134.3893 | 298.3698
1700.9 | Surface Finish of Concrete - Formwork |  | Formwork, Vertical, more than 300mm, Class F3 | m2 | 82.3918 | 214.5509
1700.1 | Surface Finish of Concrete - Formwork |  | Formwork, curved of both girth and width more than 300mm, Class F3 | m2 | 138.3851 | 314.0752
1700.11 | Surface Finish of Concrete - Formwork |  | Formwork, Vertical, more than 300mm, Class F4 | m2 | 124.2523 | 209.0715
1700.12 | Steel Reinforcement for structures |  | Fabric Reinforcement, Mesh Type A393 | m2 | 15.2487 | 20.7189
1700.13 | Surface Finish of Concrete - Formwork |  | Fabric Reinforcement, Mesh Type A192 | m2 | 8 | 18.0218
1700.14 | Surface Finish of Concrete - Formwork |  | Bar reinforcement, Nominal size 16mm and under, Type 2 steel bar, Grade B500 in accordance with BS4449, bars not exceeding 12m in length, deformed bar | t | 1542.9635 | 2014.341
1700.15 | Surface Finish of Concrete - Formwork |  | Bar reinforcement, Nominal size 20mm and under, Type 2 steel bar, Grade B500 in accordance with BS4450, bars not exceeding 12m in length, deformed bar | t | 1542.9635 | 1917.7855

## Series 2400 Blockwork
Greenways Schedule of Rates
Series 2400 - Brickwork, Blockwork and Stonework
0
Proposed Rates
Ref | Series | Sub-series | Item Description | Unit | Lower Range | Upper Range
2400.1 | Brickwork, Blockwork and Stonework |  | Blockwork, solid concrete blockwork wall, up to 2500mm tall, thickness 215mm, coping on wall, block bond, 10mm thick mortar joints in accordance with CC-SCD-02403 | m3 | 272.3749 | 490.894
2400.2 | Brickwork, Blockwork and Stonework |  | Stonework (Granite), 1.8m high typical masonry faced stonework wall, round stone coping on wall, in accordance with CC-SCD-02403 | m3 | 728.8293 | 1015.6428
2400.3 | Brickwork, Blockwork and Stonework |  | Stonework (Granite), 1.8m high typical masonry faced stonework wall, round stone coping on wall, stone faced on both sides in accordance with CC-SCD-02404 | m3 | 761.8144 | 1298.2946
2400.4 | Brickwork, Blockwork and Stonework |  | Coping, string courses and the like, round coping 250mm high, in accordance with CC-SCD-02404 | m | 101.343 | 144.337
2400.5 | Brickwork, Blockwork and Stonework |  | Coping, string courses and the like, round coping to pier, 600 x 600 x 450mm, in accordance with CC-SCD-02404 | no | 181.2796 | 258.1861
2400.6 | Brickwork, Blockwork and Stonework |  | 850 x 850 x 200mm granite pier cap | m | 303.8695 | 432.7839
2400.7 | Brickwork, Blockwork and Stonework |  | Blockwork, solid concrete blockwork wall, up to 1800mm tall, thickness 215mm, block bond, 10mm thick mortar joints in accordance with CC-SCD-02401 | m3 | 539 | 672
2400.8 | Brickwork, Blockwork and Stonework |  | Coping, string courses and the like, 350 x 100mm, in accordance with CC-SCD-02401 | m | 62.8508 | 69.8113
2400.9 | Brickwork, Blockwork and Stonework |  | Coping, string courses and the like, to pier, 350 x 100mm, in accordance with CC-SCD-02401 | no | 137.499 | 195.8319

## Series 3000 Landscapping
Greenways Schedule of Rates
Series 3000 - Landscaping
Proposed Rates
Ref | Series | Sub-series | Item Description | Unit | Lower Range | Upper Range
3000.1 | Landscaping | Ground preparation and cultivation | Final cultivation: cultivate, rake-off, remove stones, and leave even all cultivated areas | m2 | 0.62689 | 5.2576
3000.2 | Landscaping | Ground preparation and cultivation | Subsoil treatment | m2 | 0.49895 | 2.103
3000.3 | Landscaping | Ground preparation and cultivation | Vegetation Clearance | m2 | 0.49895 | 2.103
3000.4 | Landscaping | Planting - Shrubs | Shrubs - Bulbs/Corns - Allium giganteum - in accordance with Appendix 6/9 | nr | 2.5784 | 3.6097
3000.5 | Landscaping | Planting - Shrubs | Shrubs - Bulbs/Corns - Allium Mount Everest - in accordance with Appendix 6/9 | nr | 1.1971 | 1.6759
3000.6 | Landscaping | Planting - Shrubs | Shrubs - Bulbs/Corns - Erremurus bungei - in accordance with Appendix 6/9 | nr | 1.7496 | 2.4494
3000.7 | Landscaping | Planting - Shrubs | Shrubs - Bulbs/Corns - Gladiolus byzantinus - in accordance with Appendix 6/9 | nr | 1.1971 | 1.6759
3000.8 | Landscaping | Planting - Shrubs | Shrubs - Bulbs/Corns - Gladiolus communis hyderabad - in accordance with Appendix 6/9 | nr | 1.1971 | 1.6759
3000.9 | Landscaping | Planting - Shrubs | Shrubs - Bulbs/Corns - Lilium martagon - in accordance with Appendix 6/9 | nr | 2.3481 | 3.2874
3000.1 | Landscaping | Planting - Shrubs | Shrubs - Bulbs/Corns - Narcuissus pseudonarcissus - in accordance with Appendix 6/9 | nr | 0.58934 | 0.82507
3000.11 | Landscaping | Planting - Shrubs | Shrubs - Bulbs/Corns - Tritonia aurea - in accordance with Appendix 6/9 | nr | 3.5452 | 4.9633
3000.12 | Landscaping | Planting - Shrubs | Shrubs - Bulbs/Corns - Tritonia crocata - in accordance with Appendix 6/9 | nr | 3.5452 | 4.9633
3000.13 | Landscaping | Planting - Shrubs | Shrubs - FM1 Agapanthus "Bluebird" - in accordance with Appendix 6/9 | nr | 11.0501 | 15.4701
3000.14 | Landscaping | Planting - Shrubs | Shrubs - FM1 Agapanthus "Headbourne Hybrids" - in accordance with Appendix 6/9 | nr | 12.2472 | 17.1461
3000.15 | Landscaping | Planting - Shrubs | Shrubs - FM1 Agapanthus Africanus "Albus" - in accordance with Appendix 6/9 | nr | 8.2876 | 11.6026
3000.16 | Landscaping | Planting - Shrubs | Shrubs - FM1 Anemone Tomentosa - in accordance with Appendix 6/9 | nr | 3.6834 | 5.1567
3000.17 | Landscaping | Planting - Shrubs | Shrubs - FM1 Anemone x Hybrida Pamina - in accordance with Appendix 6/9 | nr | 4.8252 | 6.7553
3000.18 | Landscaping | Planting - Shrubs | Shrubs - FM1 Astrantia Major Involucrata - in accordance with Appendix 6/9 | nr | 7.3667 | 10.3134
3000.19 | Landscaping | Planting - Shrubs | Shrubs - FM1 Calamogrostis "Karl Foerster" - in accordance with Appendix 6/9 | nr | 7.3667 | 10.3134
3000.2 | Landscaping | Planting - Shrubs | Shrubs - FM1 Gaillardia 'Oranges & Lemons' - in accordance with Appendix 6/9 | nr | 5.525 | 7.7351
3000.21 | Landscaping | Planting - Shrubs | Shrubs - FM1 Kniphofia "Royal Castle" - in accordance with Appendix 6/9 | nr | 6.4459 | 9.0242
3000.22 | Landscaping | Planting - Shrubs | Shrubs - FM1 Miscanthus Sinensis 'Flamingo' - in accordance with Appendix 6/9 | nr | 11.9709 | 16.7593
3000.23 | Landscaping | Planting - Shrubs | Shrubs - FM1 Nerine Bowdenii "Alba" - in accordance with Appendix 6/9 | nr | 6.4459 | 9.0242
3000.24 | Landscaping | Planting - Shrubs | Shrubs - FM1 Nerine Bowdenii "Pink" - in accordance with Appendix 6/9 | nr | 6.4459 | 9.0242
3000.25 | Landscaping | Planting - Shrubs | Shrubs - FM1 Osteospermum "Sea Spray" - in accordance with Appendix 6/9 | nr | 8.2876 | 11.6026
3000.26 | Landscaping | Planting - Shrubs | Shrubs - FM1 Perovskia "Blue Spire" - in accordance with Appendix 6/9 | nr | 5.525 | 7.7351
3000.27 | Landscaping | Planting - Shrubs | Shrubs - FM1 Persicaria Amplexicaulis "Firetail" | nr | 8.2876 | 11.6026
3000.28 | Landscaping | Planting - Shrubs | Shrubs - FM1 Rudbeckia "Goldstrum" - in accordance with Appendix 6/9 | nr | 5.9855 | 8.3797
3000.29 | Landscaping | Planting - Shrubs | Shrubs - FM1 Salvia Nererosa "Carodonna" - in accordance with Appendix 6/9 | nr | 6.4459 | 9.0242
3000.3 | Landscaping | Planting - Shrubs | Shrubs - FM1 Stipa Arundinacea - in accordance with Appendix 6/9 | nr | 11.9709 | 16.7593
3000.31 | Landscaping | Planting - Shrubs | Shrubs - FM1 Stipa Calamagrostis - in accordance with Appendix 6/9 | nr | 11.9709 | 16.7593
3000.32 | Landscaping | Planting - Shrubs | Shrubs - FM1 Tritonia aurea | nr | 11.9709 | 16.7593
3000.33 | Landscaping | Planting - Shrubs | Shrubs - FM1 Tritonia crocata - in accordance with Appendix 6/9 | nr | 11.9709 | 16.7593
3000.34 | Landscaping | Planting - Shrubs | Shrubs - FM2 Agapanthus "Bluebird" - in accordance with Appendix 6/9 | nr | 11.7407 | 16.437
3000.35 | Landscaping | Planting - Shrubs | Shrubs - FM2 Agapanthus Africanus "Albus" - in accordance with Appendix 6/9 | nr | 8.2876 | 11.6026
3000.36 | Landscaping | Planting - Shrubs | Shrubs - FM2 Anemone X Hybrida 'Honorine Jobert' - in accordance with Appendix 6/9 | nr | 7.3667 | 10.3134
3000.37 | Landscaping | Planting - Shrubs | Shrubs - FM2 Anemone x Hybrida Pamina - in accordance with Appendix 6/9 | nr | 6.4459 | 9.0242
3000.38 | Landscaping | Planting - Shrubs | Shrubs - FM2 Astrantia 'Gill Richardson' - in accordance with Appendix 6/9 | nr | 6.4459 | 9.0242
3000.39 | Landscaping | Planting - Shrubs | Shrubs - FM2 Calamogrostis "Karl Foerster" - in accordance with Appendix 6/9 | nr | 7.0444 | 9.8622
3000.4 | Landscaping | Planting - Shrubs | Shrubs - FM2 Gailardia 'Oranges & Lemons' - in accordance with Appendix 6/9 | nr | 4.6042 | 6.4459
3000.41 | Landscaping | Planting - Shrubs | Shrubs - FM2 Hedera Helix "Arborescens" - in accordance with Appendix 6/9 | nr | 5.8934 | 8.2507
3000.42 | Landscaping | Planting - Shrubs | Shrubs - FM2 Kniphofia "Royal Castle" - in accordance with Appendix 6/9 | nr | 5.8934 | 8.2507
3000.43 | Landscaping | Planting - Shrubs | Shrubs - FM2 Miscanthus Sinensis 'Flamingo' - in accordance with Appendix 6/9 | nr | 11.9709 | 16.7593
3000.44 | Landscaping | Planting - Shrubs | Shrubs - FM2 Nerine Bowdenii "Alba" - in accordance with Appendix 6/9 | nr | 5.8934 | 8.2507
3000.45 | Landscaping | Planting - Shrubs | Shrubs - FM2 Nerine Bowdenii "Pink" - in accordance with Appendix 6/9 | nr | 5.8934 | 8.2507
3000.46 | Landscaping | Planting - Shrubs | Shrubs - FM2 Osteospermum "Sea Spray" - in accordance with Appendix 6/9 | nr | 8.2876 | 11.6026
3000.47 | Landscaping | Planting - Shrubs | Shrubs - FM2 Perovskia "Blue Spire" - in accordance with Appendix 6/9 | nr | 4.6963 | 6.5748
3000.48 | Landscaping | Planting - Shrubs | Shrubs - FM2 Rudbeckia Hirta - in accordance with Appendix 6/9 | nr | 4.6963 | 6.5748
3000.49 | Landscaping | Planting - Shrubs | Shrubs - FM2 Salvia Nererosa "Cardonna" - in accordance with Appendix 6/9 | nr | 7.0905 | 9.9267
3000.5 | Landscaping | Planting - Shrubs | Shrubs - FM2 Stipa Arundinacea - in accordance with Appendix 6/9 | nr | 7.0905 | 9.9267
3000.51 | Landscaping | Planting - Shrubs | Shrubs - FM2 Tritonia Aurea - in accordance with Appendix 6/9 | nr | 4.6963 | 6.5748
3000.52 | Landscaping | Planting - Shrubs | Shrubs - FM2 Tritonia Crocata - in accordance with Appendix 6/9 | nr | 4.6963 | 6.5748
3000.53 | Landscaping | Planting - Shrubs | Shrubs - FM3 Agapanthus "Bluebird" - in accordance with Appendix 6/9 | nr | 11.7407 | 16.437
3000.54 | Landscaping | Planting - Shrubs | Shrubs - FM3 Agapanthus Africanus "Albus" - in accordance with Appendix 6/9 | nr | 8.1955 | 11.4737
3000.55 | Landscaping | Planting - Shrubs | Shrubs - FM3 Anemone x Htbrida Pamina - in accordance with Appendix 6/9 | nr | 5.8934 | 8.2507
3000.56 | Landscaping | Planting - Shrubs | Shrubs - FM3 Anemone x Hybrida 'Honorine Jobert' - in accordance with Appendix 6/9 | nr | 7.0905 | 9.9267
3000.57 | Landscaping | Planting - Shrubs | Shrubs - FM3 Astrantia "Gill Richardson" - in accordance with Appendix 6/9 | nr | 5.2948 | 7.4128
3000.58 | Landscaping | Planting - Shrubs | Shrubs - FM3 Calamogrostis "Karl Foerster" - in accordance with Appendix 6/9 | nr | 7.0905 | 9.9267
3000.59 | Landscaping | Planting - Shrubs | Shrubs - FM3 Gaillardia 'Oranges & Lemons' - in accordance with Appendix 6/9 | nr | 4.6963 | 6.5748
3000.6 | Landscaping | Planting - Shrubs | Shrubs - FM3 Hedera Helix "Arborescens" - in accordance with Appendix 6/9 | nr | 5.8934 | 8.2507
3000.61 | Landscaping | Planting - Shrubs | Shrubs - FM3 Kniphofia "Royal Castle" - in accordance with Appendix 6/9 | nr | 5.8934 | 8.2507
3000.62 | Landscaping | Planting - Shrubs | Shrubs - FM3 Miscanthus Sinensis 'Flamingo' - in accordance with Appendix 6/9 | nr | 11.9709 | 16.7593
3000.63 | Landscaping | Planting - Shrubs | Shrubs - FM3 Nerine Bowdenii "Alba" - in accordance with Appendix 6/9 | nr | 5.8934 | 8.2507
3000.64 | Landscaping | Planting - Shrubs | Shrubs - FM3 Nerine Bowdenii "Pink" - in accordance with Appendix 6/9 | nr | 5.8934 | 8.2507
3000.65 | Landscaping | Planting - Shrubs | Shrubs - FM3 Osteospermum "Sea Spray" - in accordance with Appendix 6/9 | nr | 8.2876 | 11.6026
3000.66 | Landscaping | Planting - Shrubs | Shrubs - FM3 Perovskia "Blue Spire" - in accordance with Appendix 6/9 | nr | 4.6963 | 6.5748
3000.67 | Landscaping | Planting - Shrubs | Shrubs - FM3 Rudbeckia Hirta - in accordance with Appendix 6/9 | nr | 4.6963 | 6.5748
3000.68 | Landscaping | Planting - Shrubs | Shrubs - FM3 Salvia Nererosa "Carodonna" - in accordance with Appendix 6/10 | nr | 7.0905 | 9.9267
3000.69 | Landscaping | Planting - Shrubs | Shrubs - FM3 Stipa Arundinacea - in accordance with Appendix 6/11 | nr | 7.0905 | 9.9267
3000.7 | Landscaping | Planting - Shrubs | Shrubs - FM3 Tritonia Aurea - in accordance with Appendix 6/13 | nr | 5.8934 | 8.2507
3000.71 | Landscaping | Planting - Shrubs | Shrubs - FM3 Tritonia Crocata - in accordance with Appendix 6/12 | nr | 5.8934 | 8.2507
3000.72 | Landscaping | Planting - Shrubs | Shrubs - FM4 - Bergenia cordifolia - in accordance with Appendix 6/9 | nr | 5.8934 | 8.2507
3000.73 | Landscaping | Planting - Shrubs | Shrubs - FM4 - Bergenia cordifolia "Diamond Drops" - in accordance with Appendix 6/9 | nr | 5.8934 | 8.2507
3000.74 | Landscaping | Planting - Shrubs | Shrubs - FM4 - Corydalis lutea - in accordance with Appendix 6/9 | nr | 3.5452 | 4.9633
3000.75 | Landscaping | Planting - Shrubs | Shrubs - FM4 - Crocosmia ‘Citronella" - in accordance with Appendix 6/9 | nr | 2.3481 | 3.2874
3000.76 | Landscaping | Planting - Shrubs | Shrubs - FM4 - Crocosmia x crocosmiiflora ‘Emily Mckenzie’ - in accordance with Appendix 6/9 | nr | 2.3481 | 3.2874
3000.77 | Landscaping | Planting - Shrubs | Shrubs - FM4 - Dicentra exima - in accordance with Appendix 6/9 | nr | 5.8934 | 8.2507
3000.78 | Landscaping | Planting - Shrubs | Shrubs - FM4 - Dryopteris felix-mas - in accordance with Appendix 6/9 | nr | 9.3926 | 13.1496
3000.79 | Landscaping | Planting - Shrubs | Shrubs - FM4 - Euphorbia amygdaloides var. robbiae - in accordance with Appendix 6/9 | nr | 5.8934 | 8.2507
3000.8 | Landscaping | Planting - Shrubs | Shrubs - FM4 - Geranium macrorrhizum 'Spessart' - in accordance with Appendix 6/9 | nr | 4.6963 | 6.5748
3000.81 | Landscaping | Planting - Shrubs | Shrubs - FM4 - Hedera helix "Arborescens" - in accordance with Appendix 6/9 | nr | 29.3748 | 41.1248
3000.82 | Landscaping | Planting - Shrubs | Shrubs - FM4 - Liriope muscari - in accordance with Appendix 6/9 | nr | 5.8934 | 8.2507
3000.83 | Landscaping | Planting - Shrubs | Shrubs - FM4 - Primula bulleyana - in accordance with Appendix 6/9 | nr | 3.4992 | 4.8989
3000.84 | Landscaping | Planting - Shrubs | Shrubs - FM4 - Vinca minor - in accordance with Appendix 6/9 | nr | 3.4992 | 4.8989
3000.85 | Landscaping | Planting - Shrubs | Shrubs - FM4 - Vinca minor "Alba" - in accordance with Appendix 6/9 | nr | 2.9467 | 4.1254
3000.86 | Landscaping | Planting - Shrubs | Shrubs - FM5 - SUDS Areas - Perennials - Achillea filipendulina ‘Coronation Gold’ - in accordance with Appendix 6/9 | nr | 6.4459 | 9.0242
3000.87 | Landscaping | Planting - Shrubs | Shrubs - FM5 - SUDS Areas - Perennials - Agapanthus "Bluebird" - in accordance with Appendix 6/9 | nr | 11.9709 | 16.7593
3000.88 | Landscaping | Planting - Shrubs | Shrubs - FM5 - SUDS Areas - Perennials - Agapanthus africanus "Albus" - in accordance with Appendix 6/9 | nr | 11.9709 | 16.7593
3000.89 | Landscaping | Planting - Shrubs | Shrubs - FM5 - SUDS Areas - Perennials - Amsonia tabernaemontana var salicifolia - in accordance with Appendix 6/9 | nr | 5.8934 | 8.2507
3000.9 | Landscaping | Planting - Shrubs | Shrubs - FM5 - SUDS Areas - Perennials - Armeria maritima - in accordance with Appendix 6/9 | nr | 3.4992 | 4.8989
3000.91 | Landscaping | Planting - Shrubs | Shrubs - FM5 - SUDS Areas - Perennials - Aster amellus - in accordance with Appendix 6/9 | nr | 4.6963 | 6.5748
3000.91 | Landscaping | Planting - Shrubs | Shrubs - FM5 - SUDS Areas - Perennials - Aster frikartii - in accordance with Appendix 6/9 | nr | 3.4992 | 4.8989
3000.92 | Landscaping | Planting - Shrubs | Shrubs - FM5 - SUDS Areas - Perennials - Astilbe "Venus" - in accordance with Appendix 6/9 | nr | 3.4992 | 4.8989
3000.92 | Landscaping | Planting - Shrubs | Shrubs - FM5 - SUDS Areas - Perennials - Astilbe ‘Irrlicht’ - in accordance with Appendix 6/9 | nr | 3.4992 | 4.8989
3000.93 | Landscaping | Planting - Shrubs | Shrubs - FM5 - SUDS Areas - Perennials - Bergenia cordifolia "Diamond Drops" - in accordance with Appendix 6/9 | nr | 5.8934 | 8.2507
3000.94 | Landscaping | Planting - Shrubs | Shrubs - FM5 - SUDS Areas - Perennials - Calamogrostis "Karl Foerster" - in accordance with Appendix 6/9 | nr | 7.0905 | 9.9267
3000.94 | Landscaping | Planting - Shrubs | Shrubs - FM5 - SUDS Areas - Perennials - Calmintha "Blue Cloud" - in accordance with Appendix 6/9 | nr | 3.4992 | 4.8989
3000.95 | Landscaping | Planting - Shrubs | Shrubs - FM5 - SUDS Areas - Perennials - Calthus palustris - in accordance with Appendix 6/9 | nr | 3.4992 | 4.8989
3000.96 | Landscaping | Planting - Shrubs | Shrubs - FM5 - SUDS Areas - Perennials - Carex pendula - in accordance with Appendix 6/9 | nr | 3.4992 | 4.8989
3000.96 | Landscaping | Planting - Shrubs | Shrubs - FM5 - SUDS Areas - Perennials - Chamomlile nobile - in accordance with Appendix 6/9 | nr | 3.4992 | 4.8989
3000.97 | Landscaping | Planting - Shrubs | Shrubs - FM5 - SUDS Areas - Perennials - Echinacea pallida - in accordance with Appendix 6/9 | nr | 3.4992 | 4.8989
3000.98 | Landscaping | Planting - Shrubs | Shrubs - FM5 - SUDS Areas - Perennials - Echinops ‘Veitch’s Blue’ - in accordance with Appendix 6/9 | nr | 3.4992 | 4.8989
3000.99 | Landscaping | Planting - Shrubs | Shrubs - FM5 - SUDS Areas - Perennials - Eupatorium cannabinum - in accordance with Appendix 6/9 | nr | 3.4992 | 4.8989
3000.1 | Landscaping | Planting - Shrubs | Shrubs - FM5 - SUDS Areas - Perennials - Gaura lindheimeri. - in accordance with Appendix 6/9 | nr | 3.4992 | 4.8989
3000.101 | Landscaping | Planting - Shrubs | Shrubs - FM5 - SUDS Areas - Perennials - Helicotrichon sempervirens - in accordance with Appendix 6/9 | nr | 3.4992 | 4.8989
3000.102 | Landscaping | Planting - Shrubs | Shrubs - FM5 - SUDS Areas - Perennials - Hemerocallis lilioasphodelus - in accordance with Appendix 6/9 | nr | 3.4992 | 4.8989
3000.103 | Landscaping | Planting - Shrubs | Shrubs - FM5 - SUDS Areas - Perennials - Heuchera sanguinea - in accordance with Appendix 6/9 | nr | 3.4992 | 4.8989
3000.104 | Landscaping | Planting - Shrubs | Shrubs - FM5 - SUDS Areas - Perennials - Iris pseudoacorus - in accordance with Appendix 6/9 | nr | 4.6963 | 6.5748
3000.105 | Landscaping | Planting - Shrubs | Shrubs - FM5 - SUDS Areas - Perennials - Iris sibirica "Tropic Night" - in accordance with Appendix 6/9 | nr | 4.6963 | 6.5748
3000.106 | Landscaping | Planting - Shrubs | Shrubs - FM5 - SUDS Areas - Perennials - Kniphofia "Royal Castle" - in accordance with Appendix 6/9 | nr | 5.8934 | 8.2507
3000.107 | Landscaping | Planting - Shrubs | Shrubs - FM5 - SUDS Areas - Perennials - Luzula nivea - in accordance with Appendix 6/9 | nr | 3.4992 | 4.8989
3000.108 | Landscaping | Planting - Shrubs | Shrubs - FM5 - SUDS Areas - Perennials - Lychnis flos-cuculi - in accordance with Appendix 6/9 | nr | 3.4992 | 4.8989
3000.109 | Landscaping | Planting - Shrubs | Shrubs - FM5 - SUDS Areas - Perennials - Polemonium caerulea - in accordance with Appendix 6/9 | nr | 3.4992 | 4.8989
3000.11 | Landscaping | Planting - Shrubs | Shrubs - FM5 - SUDS Areas - Perennials - Primula florindae - in accordance with Appendix 6/9 | nr | 3.4992 | 4.8989
3000.111 | Landscaping | Planting - Shrubs | Shrubs - FM5 - SUDS Areas - Perennials - Primula verris - in accordance with Appendix 6/9 | nr | 3.4992 | 4.8989
3000.112 | Landscaping | Planting - Shrubs | Shrubs - FM5 - SUDS Areas - Perennials - Rudbeckia fulgida var deamii - in accordance with Appendix 6/9 | nr | 3.4992 | 4.8989
3000.113 | Landscaping | Planting - Shrubs | Shrubs - FM5 - SUDS Areas - Perennials - Veronicastrum virginicum ‘Album’ - in accordance with Appendix 6/9 | nr | 3.4992 | 4.8989
3000.114 | Landscaping | Planting - Shrubs | Shrubs - FM5 SUDS Areas - Woody shrubs - Artemnisia arborecens "Powis Castle" - in accordance with Appendix 6/9 | nr | 18.4168 | 25.7836
3000.115 | Landscaping | Planting - Shrubs | Shrubs - FM5 SUDS Areas - Woody shrubs - Cornus sanguinea 'Midwinter Fire' - in accordance with Appendix 6/9 | nr | 11.9709 | 16.7593
3000.116 | Landscaping | Planting - Shrubs | Shrubs - FM5 SUDS Areas - Woody shrubs - Eupphorbia "Wulfenii" - in accordance with Appendix 6/9 | nr | 11.9709 | 16.7593
3000.117 | Landscaping | Planting - Shrubs | Shrubs - FM5 SUDS Areas - Woody shrubs - Rosa rugosa - in accordance with Appendix 6/9 | nr | 6.4459 | 9.0242
3000.118 | Landscaping | Planting - Shrubs | Shrubs - FM5 SUDS Areas - Woody shrubs - Yucca filamentosa - in accordance with Appendix 6/9 | nr | 11.9709 | 16.7593
3000.119 | Landscaping | Planting - Shrubs | Shrubs - SP1 - Viburnum opulus - in accordance with Appendix 6/9 | nr | 175.8807 | 246.233
3000.12 | Landscaping | Planting - Shrubs | Shrubs - SP2 - Cornus sanguinea "Midwinter Fire" - in accordance with Appendix 6/9 | nr | 46.9629 | 65.7481
3000.121 | Landscaping | Planting - Shrubs | Shrubs - SP3 - Euonymus europaeus - in accordance with Appendix 6/9 | nr | 322.2946 | 451.2124
3000.122 | Landscaping | Planting - Shrubs | Shrubs - SP4 - Pinus radiata - in accordance with Appendix 6/9 | nr | 269.8066 | 377.7292
3000.123 | Landscaping | Planting - Shrubs | Shrubs - SP5 - Rosa rugosa - in accordance with Appendix 6/9 | nr | 34.992 | 48.9888
3000.124 | Landscaping | Planting - Shrubs | Shrubs - SP6 - Cornus sanguinea "Midwinter Fire" - in accordance with Appendix 6/9 | nr | 46.9629 | 65.7481
3000.125 | Landscaping | Planting - Shrubs | Shrubs - SP7 - Crataegus monogyna - in accordance with Appendix 6/9 | nr | 328.7405 | 460.2366
3000.126 | Landscaping | Planting - Shrubs | Shrubs - SP8 - Betula pendula - in accordance with Appendix 6/9 | nr | 246.7855 | 345.4998
3000.127 | Landscaping | Planting - Shrubs | Shrubs - SP9 - Amelanchier lamarkii - in accordance with Appendix 6/9 | nr | 546.0591 | 764.4827
3000.128 | Landscaping | Planting - Trees & Large Shrubs | Trees planting, species Acer Platanoides, Fairview', 16-18cm/RB/STD | nr | 195.2727 | 273.3817
3000.129 | Landscaping | Planting - Trees & Large Shrubs | Trees planting, species Acer Rubrum, 'October Glory', 16-18cm/RB/STD | nr | 250.3572 | 350.5001
3000.13 | Landscaping | Planting - Trees & Large Shrubs | Trees planting, species Acer Rubrum, 'October Glory', 16-18cm/RB/STD | nr | 250.3572 | 350.5001
3000.131 | Landscaping | Planting - Trees & Large Shrubs | Trees planting, species Acer, 'Pacific Sunset', 16-18cm/RB/STD | nr | 230.3171 | 322.444
3000.132 | Landscaping | Planting - Trees & Large Shrubs | Trees planting, species Amelancjier Lamarkii, 16-18cm/RB/Multi-Stem | nr | 230.3171 | 322.444
3000.133 | Landscaping | Planting - Trees & Large Shrubs | Trees planting, species Betula Pendule, 14-16cm/RB/FTH | nr | 195.2727 | 273.3817
3000.134 | Landscaping | Planting - Trees & Large Shrubs | Trees planting, species Betula Pubescens, 14-16cm/RB/FTH | nr | 195.2727 | 273.3817
3000.135 | Landscaping | Planting - Trees & Large Shrubs | Trees planting, species Crataegus Persimilis, Prunifolia Spendens', 12-14cm/RB/STD | nr | 80.109 | 112.1526
3000.136 | Landscaping | Planting - Trees & Large Shrubs | Trees planting, species Euonymus Europaeus, 90-120cm/BR/Form 1+1 | nr | 2.0061 | 2.8085
3000.137 | Landscaping | Planting - Trees & Large Shrubs | Trees planting, species Euonymus Europaeus, 90-120cm/BR/Form 1+1 | nr | 2.0061 | 2.8085
3000.138 | Landscaping | Planting - Trees & Large Shrubs | Trees planting, species Ilex Aquifolium, 1.75-2m/RB | nr | 90.1188 | 126.1663
3000.139 | Landscaping | Planting - Trees & Large Shrubs | Trees planting, species Pinus Sylvestris, 2.0-2.50m/RB | nr | 250.3572 | 350.5001
3000.14 | Landscaping | Planting - Trees & Large Shrubs | Trees planting, species Sambucus Nigra, 90-120cm /BR/Form 1+1 | nr | 2.0061 | 2.8085
3000.141 | Landscaping | Planting - Trees & Large Shrubs | Trees planting, species Viburnum Opulus, 90-120cm /BR/Form 1+1 | nr | 2.0061 | 2.8085
3000.142 | Landscaping | Planting - Trees in tree grills and planter boxes | Trees planting, species Acer platanoides, Crimson King, 25-30 cm /WRB/SM/CS | nr | 495.6992 | 693.9789
3000.143 | Landscaping | Planting - Trees in tree grills and planter boxes | Trees planting, species Acer platanoides, Ebben's Column, 25-30 cm /WRB/SM/CS | nr | 495.6992 | 693.9789
3000.144 | Landscaping | Planting - Trees in tree grills and planter boxes | Trees planting, species Acer tataricum susp. ginnala, 20-25 cm /WRB/Multi-Stem | nr | 420.5849 | 588.8189
3000.145 | Landscaping | Planting - Trees in tree grills and planter boxes | Trees planting, species Amelachier Lamarkii, 20-25 cm /WRB/Multi-Stem | nr | 395.5502 | 553.7703
3000.146 | Landscaping | Planting - Trees in tree grills and planter boxes | Trees planting, species Quercus Palustris, Fastigiate', 4.5-5 m /WRB/SM/CS | nr | 510.7139 | 714.9995
3000.147 | Landscaping | Planting - Trees in tree grills and planter boxes | Plant rootballed trees 16-18cmg | nr | 76.7337 | 107.4272
3000.148 | Landscaping | Planting - Trees in tree grills and planter boxes | Plant rootballed trees 20-25cmg | nr | 112.5361 | 157.5505
3000.149 | Landscaping | Planting - Trees in tree grills and planter boxes | Plant rootballed trees 30-35cmg | nr | 147.3162 | 206.2427
3000.15 | Landscaping | Planting - Trees in tree grills and planter boxes | Supply and install 3 no. native trees 30-40cm girth at 1m high above ground level into newly constructed pits. Final selection of tree types to be agreed (from Oak, Birch, Willow, Hornbeam). | nr | 702.0742 | 982.9038
3000.151 | Landscaping | Tree planting | Acer globosum, rb, 30-35cmg 1.8m clear stem, double stake and cross-bar support | nr | 615.8773 | 862.2282
3000.152 | Landscaping | Tree planting | Betula pendula rb, 20-25cmg 1.8m clear stem, double stake and cross-bar support | nr | 259.8523 | 363.7932
3000.153 | Landscaping | Tree planting | Crataegus monogyna, rb 16-18cmg 1.8m clear stem, double stake and cross-bar support | nr | 278.2691 | 389.5768
3000.154 | Landscaping | Tree planting | Prunus avium, rb, 20-25cmg 1.8m clear stem, double stake and cross bar | nr | 247.5775 | 346.6085
3000.155 | Landscaping | Tree planting | Prunus padus rb, 16-18cmg 1.8m clear stem, double stake and cross-bar | nr | 198.469 | 277.8566
3000.156 | Landscaping | Tree planting | Quercus robur rb 16-18cmg 1.8m clear stem, double stake and cross-bar support | nr | 247.5775 | 346.6085
3000.157 | Landscaping | Trees | Silver Birch 16-18cm rootballed | nr | 376.9254 | 527.6955
3000.158 | Landscaping | Trees | Tree - T1 Corylus Colurna - in accordance with Appendix 6/9 | nr | 416.2204 | 582.7086
3000.159 | Landscaping | Trees | Tree - T3 Platanus X Hispanica - in accordance with Appendix 6/9 | nr | 370.1783 | 518.2497
3000.16 | Landscaping | Trees | Tree - T4 Acer Campestre "Elsrijk" - in accordance with Appendix 6/9 | nr | 370.1783 | 518.2497
3000.161 | Landscaping | Trees | Tree - T6 Betula Pendula - in accordance with Appendix 6/9 | nr | 238.498 | 333.8972
3000.162 | Landscaping | Trees | Tree - T7 Aesculus hippocastanum - in accordance with Appendix 6/9 | nr | 376.6242 | 527.2739
3000.163 | Landscaping | Trees | Tree - T7 Fagus sylvatica - in accordance with Appendix 6/9 | nr | 465.025 | 651.035
3000.164 | Landscaping | Trees | Tree - T7 Magnolia kobus - in accordance with Appendix 6/9 | nr | 373.8617 | 523.4064
3000.165 | Landscaping | Trees | Tree - T7 Prunus avium "Plena" - in accordance with Appendix 6/9 | nr | 226.527 | 317.1378
3000.166 | Landscaping | Trees | Tree - T7 Quercus petrea - in accordance with Appendix 6/9 | nr | 503.7004 | 705.1805
3000.167 | Landscaping | Trees | Tree - T8 Quercus petrea - in accordance with Appendix 6/9 | nr | 503.7004 | 705.1805
3000.168 | Landscaping | Hedges, Shrubs, Bulbs | Hedges - H1 Prunus laurocerasus "Rotundifolia" - in accordance with Appendix 6/9 | nr | 18.0485 | 25.2679
3000.169 | Landscaping | Hedges, Shrubs, Bulbs | Greenway hedge | m | 9.5828 | 13.416